## TitlePage
Report on the Capacity, Demand and Reserves
(CDR) in the ERCOT Region, 2023-2032
November 29, 2022

## Contents
Table of Contents
Tab | Notes
Disclaimer | Please read
Changes from previous CDR | List of significant changes relative to the last CDR, published December 2021
Definitions | List of definitions
Executive Summary | Synopsis of considerations for this report
SummerSummary | Shows load forecast, resource capacity and reserve margin for Summer 2023 through Summer 2032
SummerCapacities | List of registered resources and capabilities used in determining the capacity contribution for Summer Peak Season
Planned Resources Scenarios | Condensed versions of the Summer Summary tab for 2023-2027 under different sets of planned project inclusion criteria
WinterSummary | Shows load forecast, resource capacity and reserve margin for Winter 2023/2024 through Winter 2032/2033
WinterCapacities | List of registered resources and capabilities used in determining the capacity contribution for Winter Peak Season
Fuel Type Capacity Mix | Lists generation fuel types by MW and by percentage for Summer 2023 through Summer 2032 and Winter 2023/24 through Winter 2032/2033
Unconfirmed Retirement Capacity | A list of units for which public retirement announcements have been made but no formal retirement notices have been provided to ERCOT ("Unconfirmed" planned retirements)
Fossil Fuel SODG Capacities | Fossil Fuel Settlement Only Distributed Generator (SODG) Capacities
Decommissioned Gen. Resources | Lists Generation Resources that have been decommissioned and retired per a Notification of Suspension of Operations (NSO) or a Notification of Change of Generation Resource Designation (NCGRD)

## Disclaimer
Disclaimer
CDR WORKING PAPER
FOR PLANNING PURPOSES ONLY
This ERCOT Working Paper has been prepared for specific ERCOT and market participant purposes and has been developed from data provided by ERCOT market participants. The data may contain errors or become obsolete and thereby affect the conclusions and opinions of the Working Paper. ERCOT MAKES NO WARRANTY, EXPRESS OR IMPLIED, INCLUDING ANY WARRANTY OF MERCHANTABILITY OR FITNESS FOR ANY PARTICULAR PURPOSE, AND DISCLAIMS ANY AND ALL LIABILITY WITH RESPECT TO THE ACCURACY OF SAME OR THE FITNESS OR APPROPRIATENESS OF SAME FOR ANY PARTICULAR USE. THIS ERCOT WORKING PAPER IS SUPPLIED WITH ALL FAULTS. The specific suitability for any use of the Working Paper and its accuracy should be confirmed by each ERCOT market participant that contributed data for this Working Paper.

## Changes
Notes on Changes Relative to the Last CDR Report, Published May 2022
5.6
1 | The following Planned Resources have finalized the necessary agreements and permits to be added to the CDR report: | [8 empty] | 5.6
| Project Name | GENERATION INTERCONNECTION PROJECT CODE | County | Fuel | Zone | Year of Projected Commercial Operations (a) | Summer Capacity MW | Summer Capacity Contribution % | Summer Peak Ave. Capacity Contribution MW
| BEACHWOOD POWER STATION (U4-U6) | 22INR0607 | BRAZORIA | GAS-GT | COASTAL | 2022 | 133.8 | 100% | 133.8
| BEACHWOOD II POWER STATION (U7-U8) | 23INR0506 | BRAZORIA | GAS-GT | COASTAL | 2023 | 102 | 100% | 102
| BROTMAN POWER STATION | 23INR0095 | BRAZORIA | GAS-GT | COASTAL | 2023 | 356.2 | 100% | 356.2
| FRONTERA ENERGY CENTER | 23INR0472 | HIDALGO | GAS | SOUTH | 2023 | 524 | 100% | 524
| REMY JADE POWER STATION | 23INR0339 | HARRIS | GAS-GT | HOUSTON | 2024 | 408 | 100% | 408
| RAY GULF WIND | 22INR0517 | WHARTON | WIND-O | SOUTH | 2022 | 207 | 21% | 43.47
| SHAMROCK | 22INR0502 | CROCKETT | WIND-O | WEST | 2024 | 223.9 | 21% | 47.019
| SIETE | 20INR0047 | WEBB | WIND-O | SOUTH | 2024 | 375.1 | 21% | 78.771
| ADAMSTOWN SOLAR | 21INR0210 | WICHITA | SOLAR | WEST | 2025 | 254.1 | 80% | 203.28
| BIG ELM SOLAR | 21INR0353 | BELL | SOLAR | NORTH | 2023 | 221.8 | 80% | 177.44
| BUCKEYE CORPUS FUELS SOLAR | 22INR0397 | NUECES | SOLAR | COASTAL | 2023 | 57.6 | 80% | 46.08
| CLUTCH CITY SOLAR | 22INR0279 | BRAZORIA | SOLAR | COASTAL | 2024 | 204.2 | 80% | 163.36
| DONEGAL SOLAR | 23INR0089 | DICKENS | SOLAR | PANHANDLE | 2024 | 204.2 | 80% | 163.36
| EASTBELL MILAM SOLAR | 21INR0203 | MILAM | SOLAR | SOUTH | 2023 | 244.9 | 80% | 195.92
| ELIZA SOLAR | 21INR0368 | KAUFMAN | SOLAR | NORTH | 2024 | 151.3 | 80% | 121.04
| FIVE WELLS SOLAR | 24INR0015 | BELL | SOLAR | NORTH | 2023 | 355.4 | 80% | 284.32
| GALACTIC SOLAR | 23INR0144 | GRAYSON | SOLAR | NORTH | 2024 | 205.2 | 80% | 164.16
| GARCITAS CREEK SOLAR | 23INR0223 | JACKSON | SOLAR | SOUTH | 2023 | 201.9 | 80% | 161.52
| GRANSOLAR TEXAS ONE | 22INR0511 | MILAM | SOLAR | SOUTH | 2023 | 60.9 | 80% | 48.72
| GREATER BRYANT G SOLAR | 23INR0300 | MIDLAND | SOLAR | WEST | 2024 | 41.6 | 80% | 33.28
| GRIMES COUNTY SOLAR | 23INR0160 | GRIMES | SOLAR | NORTH | 2024 | 210 | 80% | 168
| HALO SOLAR | 21INR0304 | BELL | SOLAR | NORTH | 2023 | 254 | 80% | 203.2
| HOVEY (BARILLA SOLAR 1B) | 12INR0059b | PECOS | SOLAR | WEST | 2022 | 7.4 | 80% | 5.92
| HOWLE SOLAR | 20INR0075 | ELLIS | SOLAR | NORTH | 2023 | 60 | 80% | 48
| LAVACA BAY SOLAR | 23INR0084 | MATAGORDA | SOLAR | COASTAL | 2023 | 243.5 | 80% | 194.8
| MATAGORDA SOLAR | 22INR0342 | MATAGORDA | SOLAR | COASTAL | 2023 | 101 | 80% | 80.8
| PARLIAMENT SOLAR | 23INR0044 | WALLER | SOLAR | HOUSTON | 2023 | 482.7 | 80% | 386.16
| SHAULA II SOLAR | 22INR0267 | DEWITT | SOLAR | SOUTH | 2024 | 205.2 | 80% | 164.16
| SODA LAKE SOLAR 1 SLF | 23INR0080 | CRANE | SOLAR | WEST | 2023 | 202.6 | 80% | 162.08
| TALITHA SOLAR | 21INR0393 | JIM WELLS | SOLAR | SOUTH | 2024 | 131 | 80% | 104.8
| TANGLEWOOD SOLAR | 23INR0054 | BRAZORIA | SOLAR | COASTAL | 2025 | 257 | 80% | 205.6
| TEXAS SOLAR NOVA 2 | 20INR0269 | KENT | SOLAR | WEST | 2023 | 201.1 | 80% | 160.88
| TIERRA BONITA SOLAR | 21INR0424 | PECOS | SOLAR | WEST | 2024 | 309.68 | 80% | 247.744
| TULSITA SOLAR | 21INR0223 | GOLIAD | SOLAR | SOUTH | 2024 | 261 | 80% | 208.8
| ULYSSES SOLAR | 21INR0253 | COKE | SOLAR | WEST | 2024 | 150 | 80% | 120
| XE MURAT SOLAR | 22INR0354 | HARRIS | SOLAR | HOUSTON | 2024 | 60.4 | 80% | 48.32
| ADAMSTOWN STORAGE | 21INR0209 | WICHITA | STORAGE | WEST | 2025 | 116.9 | 0% | 0
| ARROYO STORAGE SLF | 24INR0306 | CAMERON | STORAGE | COASTAL | 2024 | 0 | 0% | 0
| CALLISTO I ENERGY CENTER | 22INR0490 | HARRIS | STORAGE | HOUSTON | 2023 | 203 | 0% | 0
| CITADEL BESS | 24INR0147 | HARRIS | STORAGE | HOUSTON | 2024 | 206.3 | 0% | 0
| CORAL STORAGE | 23INR0124 | FALLS | STORAGE | NORTH | 2023 | 101 | 0% | 0
| DANISH FIELDS STORAGE | 21INR0450 | WHARTON | STORAGE | SOUTH | 2023 | 150.8 | 0% | 0
| DIBOLL BESS (DGR) | 23INR0522 | ANGELINA | STORAGE | NORTH | 2023 | 9.95 | 0% | 0
| DONEGAL BESS | 23INR0103 | DICKENS | STORAGE | PANHANDLE | 2024 | 101.3 | 0% | 0
| EBONY ENERGY STORAGE | 23INR0154 | COMAL | STORAGE | SOUTH | 2023 | 205 | 0% | 0
| ELIZA STORAGE | 22INR0260 | KAUFMAN | STORAGE | NORTH | 2024 | 100.62 | 0% | 0
| GOMEZ BESS (DGR) | 23INR0519 | PECOS | STORAGE | WEST | 2023 | 9.95 | 0% | 0
| GREAT KISKADEE STORAGE | 23INR0166 | HIDALGO | STORAGE | SOUTH | 2023 | 103.1 | 0% | 0
| GRIZZLY RIDGE BESS | 22INR0596 | HAMILTON | STORAGE | NORTH | 2022 | 9.9 | 0% | 0
| JUNCTION BESS (DGR) | 23INR0521 | KIMBLE | STORAGE | SOUTH | 2023 | 9.9 | 0% | 0
| LARKSPUR ENERGY STORAGE | 23INR0340 | UPTON | STORAGE | WEST | 2023 | 307.5 | 0% | 0
| RAMSEY STORAGE | 21INR0505 | WHARTON | STORAGE | SOUTH | 2024 | 510.4 | 0% | 0
| RODEO RANCH ENERGY STORAGE | 23INR0371 | REEVES | STORAGE | WEST | 2023 | 307.5 | 0% | 0
| TANZANITE STORAGE | 22INR0549 | HENDERSON | STORAGE | NORTH | 2023 | 257.7 | 0% | 0
| TIDWELL PRAIRIE STORAGE 1 | 21INR0517 | ROBERTSON | STORAGE | NORTH | 45627 | 304.78 | 0% | 0
| ZIER STORAGE | 21INR0027 | KINNEY | STORAGE | SOUTH | 2023 | 40.4 | 0% | 0
| TOTAL | [5 empty] | 10725.68 |  | 5965.004
(a) This date is based on the projected Commercial Operations Date (COD) reported by the project developer. In contrast, a unit's first summer CDR forecast year (reported in the SummerCapacities sheet) is defined as the first year in which the capacity is available for the entire summer Peak Load Season. (The summer Peak Load Season constitutes the months of June, July, August and September.) For example, if a unit has a projected COD of July 1, 2022, the first summer CDR forecast year would be 2022. Planned projects with (DGR) suffix are Distributed Generation Resources (DGRs). Since they are 10 MW or less, they are not going through the GINR application process.

## Definitions
Definitions
Available Mothballed Capacity based on Owner's Return Probability
Mothballed capacity with a return-to-service probability of 50% or greater for a given season of the year, as provided by its owner, constitutes available mothballed generation. Return probabilities for individual units are considered protected information under the ERCOT Protocols and therefore are not included in this report.
Capacity Pending Retirement
Announced retired capacity that is undergoing ERCOT grid reliability reviews pursuant to Nodal Protocol Section 3.14.1.2.
Decommissioned Generation Resource
A Generation Resource for which a Resource Entity has submitted a Notification of Suspension of Operations (NSO) or a Notification of Change of Generation Resource Designation (NCGRD), for which ERCOT has declined to execute a Reliability Must-Run (RMR) Agreement, and which has been decommissioned and permanently retired.
Distribution Resource Types:
Settlement Only Distribution Generator (SODG)
A generator that is connected to the Distribution System with a rating of: (1) One MW or less that chooses to register as an SODG; or (2) Greater than one and up to ten MW that is capable of providing a net export to the ERCOT System and does not register as a Distribution Generation Resource (DGR). SODGs are settled for exported energy only, but may not participate in the Ancillary Services market, Reliability Unit Commitment (RUC), Security-Constrained Economic Dispatch (SCED), or make energy offers. SODGs are listed in the SummerCapacities and WinterCapacities with a DG_ prefix in the UNIT CODE column
Distribution Generation Resource (DGR)
A Generation Resource connected to the Distribution System that is either: (1) Greater than ten MW and not registered with the Public Utility Commission of Texas (PUCT) as a self-generator; or (2) Ten MW or less that chooses to register as a Generation Resource to participate in the ERCOT markets. DGRs must be registered with ERCOT in accordance with Planning Guide Section 6.8.2, Resource Registration Process, and will be modeled in ERCOT systems in accordance with Section 3.10.7.2, Modeling of Resources and Transmission Loads. DGRs are listed in the SummerCapacities and WinterCapacities tabs with a (DGR) suffix in the UNIT NAME column
Emergency Response Service
ERCOT uses the methodology specified in Protocol Section 3.2.6.2.1, Peak Load Estimate, to derive the ERS capacity forecast for future years. The Current Year for the calculations is defined as the latest year for which ERS has been procured. The ERS capacity amounts are grossed up by 2% to reflect avoided transmission line losses.
Energy Efficiency Program Savings Forecast
ERCOT's energy efficiency forecast uses the PUCT's annual verified energy efficiency program savings estimates as the starting point. (See the definition for verified energy efficiency program savings below.) Savings from TDSP standard offer load management programs are not included in the ERCOT energy efficiency forecast. ERCOT computes the historical average annual verified savings, but excludes 2017 from the calculation due to Hurricane Harvey load impacts. (For prior forecasts, ERCOT used a formula based on the State energy efficiency goals in Utilities Code Section 39.905. Since the impacts of the goals were assumed to accumulate for just seven years from the time that the goals must be first met (2013), ERCOT no longer uses the goal-based forecasting approach.) Finally, ERCOT incorporates annual energy efficiency estimates from municipal utilities and electric cooperatives provided to the State Energy Conservation Office (SECO). Annual SECO report submission by these entities is required under S.B. No. 924. If annual reports for the previous calendar year are not available at the time the CDR is prepared, ERCOT incorporates report data for the most recently available reporting year. The energy efficiency capacity amounts are grossed up by a factor representing avoided transmission and distribution line losses. The factor is currently 1.076, reflecting 2% for avoided transmission losses and 5.6% for avoided distribution losses. The loss percentages are based on transmission and distribution loss factors posted to ERCOT's MIS website.
Energy Emergency Alert (EEA)
An ERCOT EEA declaration is made when operating reserves and system frequency drop below established severity levels (Levels 1, 2 and 3) and reserves are not projected to recover within 30 minutes unless certain actions are taken. An EEA declaration initiates an orderly, predetermined procedure for maximizing the use of available Resources, including the use of voluntary load reduction programs that are only available under EEA operations. Only under the most severe EEA level, would ERCOT direct Transmission and Distribution Service Providers to start shedding Load on a rotating basis in order to maintain system reliability and integrity. See Nodal Protocol Section 6.5.9.4, Energy Emergency Alert, for more details.
Forecast Zone
The CDR report uses Forecast Zones to identify the geographical location of generation resources. Forecast Zones generally have the same boundaries as the 2003 Congestion Management Zones with the following exceptions: A) Panhandle Zone for resources in the Texas Panhandle counties and outside the 2003 Congestion Management Zones, and B) Coastal Zone for resources in 11 counties along the Texas Gulf Coast and formerly in the South Zone of the 2003 Congestion Management Zones. There are six Forecast Zones: Coastal, Houston, North, Panhandle, South, and West. Note that the CDR Forecast Zones are only used for resource adequacy reporting and are distinct from other ERCOT geographical reporting schemes used for planning, operational, or data reporting purposes.
Full Interconnection Study (FIS)
The set of studies conducted by a Transmission Service Provider (TSP) for the purpose of identifying any electric system improvements or enhancements required to reliably interconnect a new All-Inclusive Generation Resource consistent with the provisions of Planning Guide Section 5, Generation Resource Interconnection or Change Request. These studies may include steady-state studies, system protection (short-circuit) studies, dynamic and transient stability studies, facility studies, and sub-synchronous oscillation studies.
Inactive Projects
Per Planning Guide Section 5.7.6, a proposed Resource shall be given the status of “Inactive” if the Resource has not met the conditions for inclusion in the ERCOT planning models, as specified in Section 6.9, Addition of Proposed Generation to the Planning Models, within two years of the date on which ERCOT posts the final FIS studies for the Resource to the MIS Secure Area. A developer may also elect Inactive status and stop any interconnection studies in process at its own discretion. When an Inactive Resource subsequently meets the requirements of Section 6.9, it shall be added to the planning models and the status changed back to Planned. If a Resource has been Inactive for five years, ERCOT may cancel the project pursuant to Planning Guide Section 5.7.7, Cancellation of a Project Due to Failure to Comply with Requirements. According to ERCOT Nodal Protocol rules (NPRR980), Inactive planned projects are excluded from the CDR's reserve margin calculations.
Installed Capacity Rating
The installed capacity rating is the maximum power that a generating unit can produce during normal sustained operating conditions as specified by the equipment manufacturer. ERCOT uses Real Power Ratings that reflect the continous flow of power to loads (as opposed to reactive power, which is the power that flows back and forth between the power source and loads, and doesn't perform useful work.)
Mothballed Unit
A generation resource for which a generation entity has submitted a Notification of Suspension of Operations, for which ERCOT has declined to execute an RMR agreement, and for which the generation entity has not announced retirement of the generation resource. A seasonal mothballed unit is one in which the generation entity requests a seasonal operation period that must include the summer Peak Load Season, June 1 through September 30.
LRs (Load Resources)
Load capable of reducing or increasing the need for electrical energy or providing Ancillary Services to the ERCOT System, as described in the ERCOT Protocols, Section 6, Ancillary Services. These Resources may provide the following Ancillary Services: Responsive Reserve Service, Non-Spinning Reserve Service, and Regulation Service. The Resources must be registered and qualified by ERCOT and will be scheduled by a Qualified Scheduling Entity (QSE). LR capacity has been grossed up by 2% to reflect avoided transmission line losses.
Mothballed Capacity
Capacity that is designated as mothballed by a generating unit's owner as described above, and which is not available for operations during the summer Peak Load Season (June, July, August and September) or winter Peak Load Season (December, January and February).
Peak Load Seasons
Summer months are June, July, August, and September; winter months are December, January, and February.
Private Use Networks
An electric network connected to the ERCOT transmission grid that contains load that is not directly metered by ERCOT (i.e., load that is typically netted with internal generation).
Non-Synchronous Tie
Any non-synchronous transmission interconnection between ERCOT and non-ERCOT electric power systems.
Reliability Must-Run (RMR) Unit
A generation resource unit operated under the terms of an agreement with ERCOT that would not otherwise be operated except that they are necessary to provide voltage support, stability or management of localized transmission constraints under first contingency criteria.
Signed SGIA (Standard Generation Interconnection Agreement)
An agreement that sets forth requirements for physical connection between an eligible transmission service customer and a transmission or distribution service provider.
Switchable Generation Resource (SWGR)
A generation resource that can be connected to either the ERCOT transmission grid or a grid outside the ERCOT Region.
Synchronization-Approved Resources
Units that have met all ERCOT requirements to synchronize to the grid and begin generating power, but have not passed qualification testing necessary to be approved for full participation in ERCOT market operations. These units may be dispatched by ERCOT and participate in real-time and day-ahead markets, but are not allowed to provide Ancillary Services.
TDSP Standard Offer Load Management Programs
For the May releases of the CDR report, ERCOT uses the megawatt amount of verified peak load capacity reductions, adjusted for avoided transmission losses, due to TDSP Standard Offcer load management programs that are reported by electric utilities in the ERCOT Region to the Public Utility Commission of Texas. The reported amounts are for the most current reporting year, which is the calendar year prior to the year during which the May CDR is prepared. (For example, the May 2019 CDR report used verified program savings for the 2018 reporting year.) For the December CDR releases, ERCOT uses TDSP data received for the current load management program year, which is more timely than the verified savings estimates provided to the PUCT. The data obtained from the TDSPs reflect verified program performance for the summer based on testing, and is adjusted for avoided transmission losses.
Unconfirmed Retirement
A Generation Resource for which a public announcement of the intent to permanently shut the unit down has been released, but a Notice of Suspension of Operations for the unit has not been received by ERCOT. This is an informal definition that is not currently included in the Nodal Protocols or Other Binding Documents. The criteria for classifying a Generation Resource as an Unconfirmed Retirement include the following: a. A specific retirement date is cited in the announcement, or other timing information is given that indicates the unit will be unavailable as of June 1 of a CDR Reporting Year. b. The announcement, with follow-up inquiry by ERCOT, does not indicate that retirement timing is highly speculative.
Verified Energy Efficiency Program Savings
The total megawatt (MW) amount of verified peak load capacity reductions due to residential and commercial sector energy efficiency incentive programs that are reported by electric utilities in the ERCOT Region to the Public Utility Commission of Texas. See Utilities Code Section 39.905. Note that savings from TDSP standard offer load management programs are not included in the ERCOT energy efficiency forecast, but rather handled as a separate reporting line item.
Wind/Solar Peak Average Capacity Contribution
The seasonal net capacity rating of wind resources multiplied by the Seasonal Peak Average Capacity Percentage.
Wind/Solar Seasonal Peak Average Capacity Percentage
The average wind and solar capacities expected to be available during peak load hours for the summer and winter Peak Load Seasons for a CDR reporting region (Coastal, Panhandle, Other in the case of wind resources) divided by the installed capacity for the region, expressed as a percentage. Details for the derivation of the percentages are outlined in ERCOT Protocol Section 3.2.6.2.2.
Wind Regions: Coastal, Panhandle, and Other
Wind Generation Resources (WGRs) are classified into regions based on the county that contains their Point of Interconnection (POI). The Coastal region is defined as the following counties along the Gulf Coast: Aransas, Brazoria, Calhoun, Cameron, Kenedy, Kleberg, Matagorda, Nueces, Refugio, San Patricio, and Willacy. The Panhandle region is defined as the following counties: Armstrong, Bailey, Briscoe, Carson, Castro, Childress, Cochran, Collingsworth, Crosby, Dallam, Deaf Smith, Dickens, Donley, Floyd, Gray, Hale, Hall, Hansford, Hartley, Hemphill, Hockley, Hutchinson, Lamb, Lipscomb, Lubbock, Moore, Motley, Ochiltree, Oldham, Parmer, Potter, Randall, Roberts, Sherman, Swisher, and Wheeler. The "Other" WInd Region consists of all other counties in the ERCOT Region. The assigned Wind Region for each WGR is indicated as "WIND-C," "WIND-P," or "WIND-O" in the Fuel columns of the summer/winter Capacities tabs.

## Executive_Summary
CDR Report - Executive Summary
CDR Report Background
The main purpose of the CDR report is to provide forecasted Planning Reserve Margins for the ERCOT summer and winter Peak Load Seasons (June through September, and December through February, respectively). The Planning Reserve Margin represents the percentage of resource capacity, in excess of firm electricity demand, available to cover uncertainty in future demand, generator availability and new resource supply. Firm demand accounts for load reductions available through interruptible load programs controlled by ERCOT as well as incremental load reductions from rooftop solar systems not accounted for in the load forecast model. The methodologies used to develop Planning Reserve Margins and other elements of the CDR report are outlined in the ERCOT Nodal Protocols, Section 3.2.6 (https://www.ercot.com/files/docs/2022/04/01/03-040122_Nodal.docx). ERCOT's load forecasts are based on normal weather conditions and determined by the methodologies described in the 2023 Long-Term Load Forecast Report to be posted on ERCOT's Load Forecast webpage in late December (https://www.ercot.com/gridinfo/load/forecast).
Resource data comes from generation capacity developers and owners as reported in ERCOT's Resource Integration and Ongoing Operations (RIOO) system, as well as other data collection mechanisms described in the ERCOT Protocols.
Highlights
The forecasted peak demand for summer 2023 is 82,739 MW, while the firm peak demand (which excludes curtailable loads) is 80,218 MW. The winter 2023-24 peak demand forecast is 69,367 MW and firm peak demand forecast is 66,645 MW.
The peak demand forecast incorporates expected load increases during the seasonal peak demand hours due to interconnection of Large Loads (such as crypto-mining facilities) to Transmission Service Provider networks. There are also Large Loads, totalling 3,075 MW, that have been connected directly to generation plants. For this CDR report, such co-located Large Loads are not netted against the generation capacities and are thus assumed to be fully curtailable if needed by ERCOT when reserve capacity is tight. This is an interim CDR planning assumption to be used until ERCOT implements a forecast methodology for addressing Large Loads in Reserve Margins. ERCOT has also adopted the policy of not identifying the generating units with co-located Large Loads in the CDR and SARA until formal reporting rules have been adopted.
The Planning Reserve Margin for summer 2023 is forecasted to be 22.2%, representing a 14 percentage point decrease relative to the 36.2% margin reported in the May 2022 CDR report. This decrease is due mainly to delays of planned projects that were previously expected to be in service by July 1, 2023. The Reserve Margin rises to 39.9% for summer 2024, largely reflecting solar capacity additions, much of which represents project delays from prior years. The 'Planned Resource Scenarios' tab provides smaller planned resource amounts and lower Reserve Margins based on more stringent eligibility criteria for including planned resources in the CDR.
Planned resource capacity expected for the 2023 summer peak demand totals 4,400 MW. This includes 1,254 MW of summer-rated gas-fired resources, 536 MW of wind resources, and 2,609 MW of solar resources. These amounts of solar and wind capacity are what ERCOT expects to be available on an average basis during seasonal peak demand hours (the peak average capacity contribution).
Installed plus planned battery storage capacity totals a summer-rated 4,459 MW by July 1, 2023. While storage capacity is currently assumed to provide no capacity value for the Reserve Margin calculations, ERCOT is developing a capacity contribution methodology for future CDR reports.1
A notable operational capacity risk is the possibility that several coal units may undergo extended outages sometime in 2023 or beyond to comply with the U.S. Environmental Protection Agency's (EPA) Coal Combustion Residuals regulations. The timing of any such outages depends on whether EPA ultimately grants the requested extensions of the deadlines for complying with these regulations, whether the unit owners can comply with any conditions EPA requires for granting such extensions, and whether the unit owners are able to implement compliant impoundments by the requested compliance deadline. Because the outcomes of these developments are not yet known, possible extended outages that may be required to comply with the CCR requirements are not reflected in this CDR report. This report also does not reflect future coal and natural gas generator retirements that may be caused by the EPA’s proposed federal implementation plan addressing ozone transport. Under the EPA’s proposal, generators that emit nitrogen oxides would be subject to new emissions budgets starting in 2023 that become substantially more restrictive over time.
____________________________
1 For ERCOT's Winter 2022-23 Seasonal Assessment of Resource Adequacy (SARA), a new operational assumption is that 947 MW of battery capacity would be available on a real-time basis to provide frequency-responsive reserves (Physical Responsive Capability) in the event of reserve scarcity conditions. This capacity amount, based on battery storage availability analysis for July 13, 2022, is an interim SARA assumption until a formal capacity contribution methodology is adopted for both SARA and CDR reports.

## SummerSummary
Report on the Capacity, Demand and Reserves in the ERCOT Region
Summer Summary: 2023-2032
These columns indicate the impact of not adding any new resources during the latter half of the CDR forecast period. Project developers typically submit interconnection requests no more than two to four years before the facilities are expected to enter commercial operations.
Load Forecast, MW: |  |  | 2023 | 2024 | 2025 | 2026 | 2027 | 2028 | 2029 | 2030 | 2031 | 2032
| Summer Peak Demand (based on normal weather) |  | 82739.3981 | 85029.0907 | 86715.4358 | 88377.7049 | 90035.7478 | 90879.4264 | 91684.7388 | 92451.8092 | 93166.7295 | 93853.2809
| plus: Energy Efficiency Program Savings Forecast |  | 3262.3502 | 3681.1416 | 4098.8616 | 4516.5817 | 4934.3017 | 5352.0218 | 5769.7419 | 6187.4619 | 6605.182 | 7022.902
| Total Summer Peak Demand (before Reductions from Energy Efficiency Programs) |  | 86001.7483 | 88710.2323 | 90814.2975 | 92894.2866 | 94970.0496 | 96231.4482 | 97454.4806 | 98639.2711 | 99771.9114 | 100876.1829
| less: Incremental Rooftop PV Forecast |  | -431.6043 | -703.6488 | -974.95 | -1246.2512 | -1517.5524 | -1789.5969 | -2060.8981 | -2332.1993 | -2603.5005 | -2875.545
| less: Load Resources providing Responsive Reserves |  | -910 | -910 | -910 | -910 | -910 | -910 | -910 | -910 | -910 | -910
| less: Load Resources providing Non-Spinning Reserves |  | 0 | 0 | 0 | 0 | 0 | 0 | 0 | 0 | 0 | 0
| less: Emergency Response Service (10- and 30-min ramp products) |  | -872.6611 | -894.2902 | -894.2902 | -894.2902 | -894.2902 | -894.2902 | -894.2902 | -894.2902 | -894.2902 | -894.2902
| less: TDSP Standard Offer Load Management Programs |  | -307.02 | -307.02 | -307.02 | -307.02 | -307.02 | -307.02 | -307.02 | -307.02 | -307.02 | -307.02
| less: Energy Efficiency Program Savings Forecast |  | -3262.3502 | -3681.1416 | -4098.8616 | -4516.5817 | -4934.3017 | -5352.0218 | -5769.7419 | -6187.4619 | -6605.182 | -7022.902
| Firm Peak Demand, MW |  | 80218.1127 | 82214.1317 | 83629.1757 | 85020.1435 | 86406.8853 | 86978.5194 | 87512.5305 | 88008.2997 | 88451.9188 | 88866.4257
Resources, MW: |  |  | 2023: Expected Capacity Available for Summer Peak Demands
|  | Installed Capacity Ratings (see note) | 2023 | 2024 | 2025 | 2026 | 2027 | 2028 | 2029 | 2030 | 2031 | 2032
| Installed Summer-rated Capacity, Thermal | 73362.53 | 65343.6 | 65343.6 | 65343.6 | 65343.6 | 65343.6 | 65343.6 | 65343.6 | 65343.6 | 65343.6 | 65343.6
| Hydroelectric, Peak Average Capacity Contribution (84% of installed capacity) | 563.3 | 479.5027 | 479.5027 | 479.5027 | 479.5027 | 479.5027 | 479.5027 | 479.5027 | 479.5027 | 479.5027 | 479.5027
| Switchable Capacity | 3840.12 | 3490 | 3490 | 3490 | 3490 | 3490 | 3490 | 3490 | 3490 | 3490 | 3490
| less: Switchable Capacity Unavailable to ERCOT | -572 | -542 | -542 | -542 | -542 | -542 | -542 | -542 | -542 | -542 | -542
| Available Mothballed Capacity | 144.8 | 135.5 | 135.5 | 135.5 | 135.5 | 135.5 | 135.5 | 135.5 | 135.5 | 135.5 | 135.5
| Capacity from Private Use Networks | 9575 | 2798 | 2798 | 2798 | 2798 | 2793 | 2793 | 2793 | 2793 | 2793 | 2793
| Coastal Wind, Peak Average Capacity Contribution (60% of installed capacity) | 5143.87 | 3082.62 | 3082.62 | 3082.62 | 3082.62 | 3082.62 | 3082.62 | 3082.62 | 3082.62 | 3082.62 | 3082.62
| Panhandle Wind, Peak Average Capacity Contribution (30% of installed capacity) | 4410.43 | 1322.31 | 1322.31 | 1322.31 | 1322.31 | 1322.31 | 1322.31 | 1322.31 | 1322.31 | 1322.31 | 1322.31
| Other Wind, Peak Average Capacity Contribution (21% of installed capacity) | 26402.38 | 5534.298 | 5534.298 | 5534.298 | 5534.298 | 5534.298 | 5534.298 | 5534.298 | 5534.298 | 5534.298 | 5534.298
| Solar Utility-Scale, Peak Average Capacity Contribution (80% of installed capacity) | 14055 | 11148.16 | 11148.16 | 11148.16 | 11148.16 | 11148.16 | 11148.16 | 11148.16 | 11148.16 | 11148.16 | 11148.16
| Storage, Peak Average Capacity Contribution (0% of installed capacity) | 2764.16 | 0 | 0 | 0 | 0 | 0 | 0 | 0 | 0 | 0 | 0
| RMR Capacity to be under Contract | 0 | 0 | 0 | 0 | 0 | 0 | 0 | 0 | 0 | 0 | 0
| Capacity Pending Retirement | 0 | 0 | 0 | 0 | 0 | 0 | 0 | 0 | 0 | 0 | 0
| Operational Generation Capacity, MW | 139689.59 | 92791.9907 | 92791.9907 | 92791.9907 | 92791.9907 | 92786.9907 | 92786.9907 | 92786.9907 | 92786.9907 | 92786.9907 | 92786.9907
| Non-Synchronous Ties (Based on average net import contribution during summer 2019 EEA events) | 1220 | 849.974 | 849.974 | 849.974 | 849.974 | 849.974 | 849.974 | 849.974 | 849.974 | 849.974 | 849.974
| Planned Resources (not wind, solar or storage) with Signed IA, Air Permits and Adequate Water Supplies | 1735.2 | 1254 | 1673 | 1673 | 1673 | 1673 | 1673 | 1673 | 1673 | 1673 | 1673
| Planned Coastal Wind with Signed IA, Peak Average Capacity Contribution (60% of installed capacity) | 762.2 | 180.9 | 457.32 | 457.32 | 457.32 | 457.32 | 457.32 | 457.32 | 457.32 | 457.32 | 457.32
| Planned Panhandle Wind with Signed IA, Peak Average Capacity Contribution (30% of installed capacity) | 696.7 | 0 | 209.01 | 209.01 | 209.01 | 209.01 | 209.01 | 209.01 | 209.01 | 209.01 | 209.01
| Planned Other Wind with Signed IA, Peak Average Capacity Contribution (21% of installed capacity) | 4292.3 | 355.593 | 664.902 | 901.383 | 901.383 | 901.383 | 901.383 | 901.383 | 901.383 | 901.383 | 901.383
| Planned Solar Utility-Scale, Peak Average Capacity Contribution (80% of installed capacity) | 30274.86 | 2609.28 | 18387.6 | 23760.72 | 24219.92 | 24219.92 | 24219.92 | 24219.92 | 24219.92 | 24219.92 | 24219.92
| Planned Storage, Peak Average Capacity Contribution (0% of installed capacity) | 8001.81 | 0 | 0 | 0 | 0 | 0 | 0 | 0 | 0 | 0 | 0
| Planned Generation Capacity, MW | 45763.07 | 4399.773 | 21391.832 | 27001.433 | 27460.633 | 27460.633 | 27460.633 | 27460.633 | 27460.633 | 27460.633 | 27460.633
| Total Capacity, MW | 186672.66 | 98041.7377 | 115033.7967 | 120643.3977 | 121102.5977 | 121097.5977 | 121097.5977 | 121097.5977 | 121097.5977 | 121097.5977 | 121097.5977
|  |  | 2023 | 2024 | 2025 | 2026 | 2027 | 2028 | 2029 | 2030 | 2031 | 2032
| Reserve Margin |  | 22.22% | 39.92% | 44.26% | 42.44% | 40.15% | 39.23% | 38.38% | 37.6% | 36.91% | 36.27%
(Total Resources - Firm Load Forecast) / Firm Load Forecast
Note on Installed Capacities: Installed capacities are based on the maximum power that a generating unit can produce during normal sustained operating conditions as specified by the equipment manufacturer. Installed capacity ratings for planned resources reflect the cumulative totals through summer 2027.

## SummerCapacities
| Unit Megawatt Capacities - Summer | [7 empty] | Summer Ratings (MW)
| UNIT NAME | INR | UNIT CODE | COUNTY | FUEL | ZONE | IN SERVICE | INSTALLED CAPACITY RATING (MW) | 2023 | 2024 | 2025 | 2026 | 2027 | 2028 | 2029 | 2030 | 2031 | 2032
Operational Resources (Thermal)
4 | COMANCHE PEAK U1 |  | CPSES_UNIT1 | SOMERVELL | NUCLEAR | NORTH | 1990 | 1269 | 1205 | 1205 | 1205 | 1205 | 1205 | 1205 | 1205 | 1205 | 1205 | 1205
5 | COMANCHE PEAK U2 |  | CPSES_UNIT2 | SOMERVELL | NUCLEAR | NORTH | 1993 | 1269 | 1195 | 1195 | 1195 | 1195 | 1195 | 1195 | 1195 | 1195 | 1195 | 1195
6 | SOUTH TEXAS U1 |  | STP_STP_G1 | MATAGORDA | NUCLEAR | COASTAL | 1988 | 1365 | 1293.2 | 1293.2 | 1293.2 | 1293.2 | 1293.2 | 1293.2 | 1293.2 | 1293.2 | 1293.2 | 1293.2
7 | SOUTH TEXAS U2 |  | STP_STP_G2 | MATAGORDA | NUCLEAR | COASTAL | 1989 | 1365 | 1280 | 1280 | 1280 | 1280 | 1280 | 1280 | 1280 | 1280 | 1280 | 1280
8 | COLETO CREEK |  | COLETO_COLETOG1 | GOLIAD | COAL | SOUTH | 1980 | 650 | 655 | 655 | 655 | 655 | 655 | 655 | 655 | 655 | 655 | 655
9 | FAYETTE POWER U1 |  | FPPYD1_FPP_G1 | FAYETTE | COAL | SOUTH | 1979 | 615 | 604 | 604 | 604 | 604 | 604 | 604 | 604 | 604 | 604 | 604
10 | FAYETTE POWER U2 |  | FPPYD1_FPP_G2 | FAYETTE | COAL | SOUTH | 1980 | 615 | 599 | 599 | 599 | 599 | 599 | 599 | 599 | 599 | 599 | 599
11 | FAYETTE POWER U2 |  | FPPYD2_FPP_G3 | FAYETTE | COAL | SOUTH | 1988 | 460 | 437 | 437 | 437 | 437 | 437 | 437 | 437 | 437 | 437 | 437
12 | J K SPRUCE U1 |  | CALAVERS_JKS1 | BEXAR | COAL | SOUTH | 1992 | 555 | 560 | 560 | 560 | 560 | 560 | 560 | 560 | 560 | 560 | 560
13 | J K SPRUCE U2 |  | CALAVERS_JKS2 | BEXAR | COAL | SOUTH | 2010 | 922 | 785 | 785 | 785 | 785 | 785 | 785 | 785 | 785 | 785 | 785
14 | LIMESTONE U1 |  | LEG_LEG_G1 | LIMESTONE | COAL | NORTH | 1985 | 893 | 824 | 824 | 824 | 824 | 824 | 824 | 824 | 824 | 824 | 824
15 | LIMESTONE U2 |  | LEG_LEG_G2 | LIMESTONE | COAL | NORTH | 1986 | 956.8 | 836 | 836 | 836 | 836 | 836 | 836 | 836 | 836 | 836 | 836
16 | MARTIN LAKE U1 |  | MLSES_UNIT1 | RUSK | COAL | NORTH | 1977 | 893 | 800 | 800 | 800 | 800 | 800 | 800 | 800 | 800 | 800 | 800
17 | MARTIN LAKE U2 |  | MLSES_UNIT2 | RUSK | COAL | NORTH | 1978 | 893 | 805 | 805 | 805 | 805 | 805 | 805 | 805 | 805 | 805 | 805
18 | MARTIN LAKE U3 |  | MLSES_UNIT3 | RUSK | COAL | NORTH | 1979 | 893 | 805 | 805 | 805 | 805 | 805 | 805 | 805 | 805 | 805 | 805
19 | OAK GROVE SES U1 |  | OGSES_UNIT1A | ROBERTSON | COAL | NORTH | 2010 | 916.8 | 855 | 855 | 855 | 855 | 855 | 855 | 855 | 855 | 855 | 855
20 | OAK GROVE SES U2 |  | OGSES_UNIT2 | ROBERTSON | COAL | NORTH | 2011 | 916.8 | 855 | 855 | 855 | 855 | 855 | 855 | 855 | 855 | 855 | 855
21 | SAN MIGUEL U1 |  | SANMIGL_G1 | ATASCOSA | COAL | SOUTH | 1982 | 430 | 391 | 391 | 391 | 391 | 391 | 391 | 391 | 391 | 391 | 391
22 | SANDY CREEK U1 |  | SCES_UNIT1 | MCLENNAN | COAL | NORTH | 2013 | 1008 | 932.6 | 932.6 | 932.6 | 932.6 | 932.6 | 932.6 | 932.6 | 932.6 | 932.6 | 932.6
23 | TWIN OAKS U1 |  | TNP_ONE_TNP_O_1 | ROBERTSON | COAL | NORTH | 1990 | 174.6 | 155 | 155 | 155 | 155 | 155 | 155 | 155 | 155 | 155 | 155
24 | TWIN OAKS U2 |  | TNP_ONE_TNP_O_2 | ROBERTSON | COAL | NORTH | 1991 | 174.6 | 155 | 155 | 155 | 155 | 155 | 155 | 155 | 155 | 155 | 155
25 | W A PARISH U5 |  | WAP_WAP_G5 | FORT BEND | COAL | HOUSTON | 1977 | 734.1 | 664 | 664 | 664 | 664 | 664 | 664 | 664 | 664 | 664 | 664
26 | W A PARISH U6 |  | WAP_WAP_G6 | FORT BEND | COAL | HOUSTON | 1978 | 734.1 | 663 | 663 | 663 | 663 | 663 | 663 | 663 | 663 | 663 | 663
27 | W A PARISH U7 |  | WAP_WAP_G7 | FORT BEND | COAL | HOUSTON | 1980 | 614.6 | 577 | 577 | 577 | 577 | 577 | 577 | 577 | 577 | 577 | 577
28 | W A PARISH U8 |  | WAP_WAP_G8 | FORT BEND | COAL | HOUSTON | 1982 | 653.99 | 610 | 610 | 610 | 610 | 610 | 610 | 610 | 610 | 610 | 610
29 | ARTHUR VON ROSENBERG 1 CTG 1 |  | BRAUNIG_AVR1_CT1 | BEXAR | GAS-CC | SOUTH | 2000 | 195 | 164 | 164 | 164 | 164 | 164 | 164 | 164 | 164 | 164 | 164
30 | ARTHUR VON ROSENBERG 1 CTG 2 |  | BRAUNIG_AVR1_CT2 | BEXAR | GAS-CC | SOUTH | 2000 | 195 | 164 | 164 | 164 | 164 | 164 | 164 | 164 | 164 | 164 | 164
31 | ARTHUR VON ROSENBERG 1 STG |  | BRAUNIG_AVR1_ST | BEXAR | GAS-CC | SOUTH | 2000 | 222 | 190 | 190 | 190 | 190 | 190 | 190 | 190 | 190 | 190 | 190
32 | ATKINS CTG 7 |  | ATKINS_ATKINSG7 | BRAZOS | GAS-GT | NORTH | 1973 | 21 | 18 | 18 | 18 | 18 | 18 | 18 | 18 | 18 | 18 | 18
33 | BARNEY M DAVIS CTG 3 |  | B_DAVIS_B_DAVIG3 | NUECES | GAS-CC | COASTAL | 2010 | 189.55 | 157 | 157 | 157 | 157 | 157 | 157 | 157 | 157 | 157 | 157
34 | BARNEY M DAVIS CTG 4 |  | B_DAVIS_B_DAVIG4 | NUECES | GAS-CC | COASTAL | 2010 | 189.55 | 157 | 157 | 157 | 157 | 157 | 157 | 157 | 157 | 157 | 157
35 | BARNEY M DAVIS STG 1 |  | B_DAVIS_B_DAVIG1 | NUECES | GAS-ST | COASTAL | 1974 | 352.8 | 292 | 292 | 292 | 292 | 292 | 292 | 292 | 292 | 292 | 292
36 | BARNEY M DAVIS STG 2 |  | B_DAVIS_B_DAVIG2 | NUECES | GAS-CC | COASTAL | 1976 | 351 | 319 | 319 | 319 | 319 | 319 | 319 | 319 | 319 | 319 | 319
37 | BASTROP ENERGY CENTER CTG 1 | 21INR0541 | BASTEN_GTG1100 | BASTROP | GAS-CC | SOUTH | 2002 | 188 | 171 | 171 | 171 | 171 | 171 | 171 | 171 | 171 | 171 | 171
38 | BASTROP ENERGY CENTER CTG 2 | 21INR0541 | BASTEN_GTG2100 | BASTROP | GAS-CC | SOUTH | 2002 | 188 | 171 | 171 | 171 | 171 | 171 | 171 | 171 | 171 | 171 | 171
39 | BASTROP ENERGY CENTER STG | 21INR0541 | BASTEN_ST0100 | BASTROP | GAS-CC | SOUTH | 2002 | 242 | 233 | 233 | 233 | 233 | 233 | 233 | 233 | 233 | 233 | 233
40 | BEACHWOOD POWER STATION U1 |  | BCH_UNIT1 | BRAZORIA | GAS-GT | COASTAL | 2022 | 60.5 | 44.6 | 44.6 | 44.6 | 44.6 | 44.6 | 44.6 | 44.6 | 44.6 | 44.6 | 44.6
41 | BEACHWOOD POWER STATION U2 |  | BCH_UNIT2 | BRAZORIA | GAS-GT | COASTAL | 2022 | 60.5 | 44.6 | 44.6 | 44.6 | 44.6 | 44.6 | 44.6 | 44.6 | 44.6 | 44.6 | 44.6
42 | BEACHWOOD POWER STATION U3 |  | BCH_UNIT3 | BRAZORIA | GAS-GT | COASTAL | 2022 | 60.5 | 44.6 | 44.6 | 44.6 | 44.6 | 44.6 | 44.6 | 44.6 | 44.6 | 44.6 | 44.6
43 | BOSQUE ENERGY CENTER CTG 1 |  | BOSQUESW_BSQSU_1 | BOSQUE | GAS-CC | NORTH | 2000 | 188.7 | 143 | 143 | 143 | 143 | 143 | 143 | 143 | 143 | 143 | 143
44 | BOSQUE ENERGY CENTER CTG 2 |  | BOSQUESW_BSQSU_2 | BOSQUE | GAS-CC | NORTH | 2000 | 188.7 | 143 | 143 | 143 | 143 | 143 | 143 | 143 | 143 | 143 | 143
45 | BOSQUE ENERGY CENTER CTG 3 |  | BOSQUESW_BSQSU_3 | BOSQUE | GAS-CC | NORTH | 2001 | 188.7 | 145 | 145 | 145 | 145 | 145 | 145 | 145 | 145 | 145 | 145
46 | BOSQUE ENERGY CENTER STG 4 |  | BOSQUESW_BSQSU_4 | BOSQUE | GAS-CC | NORTH | 2001 | 94.95 | 79.5 | 79.5 | 79.5 | 79.5 | 79.5 | 79.5 | 79.5 | 79.5 | 79.5 | 79.5
47 | BOSQUE ENERGY CENTER STG 5 |  | BOSQUESW_BSQSU_5 | BOSQUE | GAS-CC | NORTH | 2009 | 254.15 | 213.5 | 213.5 | 213.5 | 213.5 | 213.5 | 213.5 | 213.5 | 213.5 | 213.5 | 213.5
48 | BRAZOS VALLEY CTG 1 |  | BVE_UNIT1 | FORT BEND | GAS-CC | HOUSTON | 2003 | 198.9 | 149.7 | 149.7 | 149.7 | 149.7 | 149.7 | 149.7 | 149.7 | 149.7 | 149.7 | 149.7
49 | BRAZOS VALLEY CTG 2 |  | BVE_UNIT2 | FORT BEND | GAS-CC | HOUSTON | 2003 | 198.9 | 149.7 | 149.7 | 149.7 | 149.7 | 149.7 | 149.7 | 149.7 | 149.7 | 149.7 | 149.7
50 | BRAZOS VALLEY STG 3 |  | BVE_UNIT3 | FORT BEND | GAS-CC | HOUSTON | 2003 | 275.57 | 257.9 | 257.9 | 257.9 | 257.9 | 257.9 | 257.9 | 257.9 | 257.9 | 257.9 | 257.9
51 | CALENERGY-FALCON SEABOARD CTG 1 |  | FLCNS_UNIT1 | HOWARD | GAS-CC | WEST | 1987 | 75 | 75 | 75 | 75 | 75 | 75 | 75 | 75 | 75 | 75 | 75
52 | CALENERGY-FALCON SEABOARD CTG 2 |  | FLCNS_UNIT2 | HOWARD | GAS-CC | WEST | 1987 | 75 | 75 | 75 | 75 | 75 | 75 | 75 | 75 | 75 | 75 | 75
53 | CALENERGY-FALCON SEABOARD STG 3 |  | FLCNS_UNIT3 | HOWARD | GAS-CC | WEST | 1988 | 62 | 62 | 62 | 62 | 62 | 62 | 62 | 62 | 62 | 62 | 62
54 | CALHOUN (PORT COMFORT) CTG 1 |  | CALHOUN_UNIT1 | CALHOUN | GAS-GT | COASTAL | 2017 | 60.5 | 44 | 44 | 44 | 44 | 44 | 44 | 44 | 44 | 44 | 44
55 | CALHOUN (PORT COMFORT) CTG 2 |  | CALHOUN_UNIT2 | CALHOUN | GAS-GT | COASTAL | 2017 | 60.5 | 44 | 44 | 44 | 44 | 44 | 44 | 44 | 44 | 44 | 44
56 | CASTLEMAN CHAMON CTG 1 |  | CHAMON_CTG_0101 | HARRIS | GAS-GT | HOUSTON | 2017 | 60.5 | 44 | 44 | 44 | 44 | 44 | 44 | 44 | 44 | 44 | 44
57 | CASTLEMAN CHAMON CTG 2 |  | CHAMON_CTG_0301 | HARRIS | GAS-GT | HOUSTON | 2017 | 60.5 | 44 | 44 | 44 | 44 | 44 | 44 | 44 | 44 | 44 | 44
58 | CEDAR BAYOU 4 CTG 1 |  | CBY4_CT41 | CHAMBERS | GAS-CC | HOUSTON | 2009 | 205 | 163 | 163 | 163 | 163 | 163 | 163 | 163 | 163 | 163 | 163
59 | CEDAR BAYOU 4 CTG 2 |  | CBY4_CT42 | CHAMBERS | GAS-CC | HOUSTON | 2009 | 205 | 163 | 163 | 163 | 163 | 163 | 163 | 163 | 163 | 163 | 163
60 | CEDAR BAYOU 4 STG |  | CBY4_ST04 | CHAMBERS | GAS-CC | HOUSTON | 2009 | 205 | 178 | 178 | 178 | 178 | 178 | 178 | 178 | 178 | 178 | 178
61 | CEDAR BAYOU STG 1 |  | CBY_CBY_G1 | CHAMBERS | GAS-ST | HOUSTON | 1970 | 765 | 745 | 745 | 745 | 745 | 745 | 745 | 745 | 745 | 745 | 745
62 | CEDAR BAYOU STG 2 |  | CBY_CBY_G2 | CHAMBERS | GAS-ST | HOUSTON | 1972 | 765 | 749 | 749 | 749 | 749 | 749 | 749 | 749 | 749 | 749 | 749
63 | COLORADO BEND ENERGY CENTER CTG 1 |  | CBEC_GT1 | WHARTON | GAS-CC | SOUTH | 2007 | 86.5 | 81.5 | 81.5 | 81.5 | 81.5 | 81.5 | 81.5 | 81.5 | 81.5 | 81.5 | 81.5
64 | COLORADO BEND ENERGY CENTER CTG 2 |  | CBEC_GT2 | WHARTON | GAS-CC | SOUTH | 2007 | 86.5 | 74.8 | 74.8 | 74.8 | 74.8 | 74.8 | 74.8 | 74.8 | 74.8 | 74.8 | 74.8
65 | COLORADO BEND ENERGY CENTER CTG 3 |  | CBEC_GT3 | WHARTON | GAS-CC | SOUTH | 2008 | 86.5 | 82.1 | 82.1 | 82.1 | 82.1 | 82.1 | 82.1 | 82.1 | 82.1 | 82.1 | 82.1
66 | COLORADO BEND ENERGY CENTER CTG 4 |  | CBEC_GT4 | WHARTON | GAS-CC | SOUTH | 2008 | 86.5 | 75.9 | 75.9 | 75.9 | 75.9 | 75.9 | 75.9 | 75.9 | 75.9 | 75.9 | 75.9
67 | COLORADO BEND ENERGY CENTER STG 1 |  | CBEC_STG1 | WHARTON | GAS-CC | SOUTH | 2007 | 105 | 103.2 | 103.2 | 103.2 | 103.2 | 103.2 | 103.2 | 103.2 | 103.2 | 103.2 | 103.2
68 | COLORADO BEND ENERGY CENTER STG 2 |  | CBEC_STG2 | WHARTON | GAS-CC | SOUTH | 2008 | 108.8 | 107.6 | 107.6 | 107.6 | 107.6 | 107.6 | 107.6 | 107.6 | 107.6 | 107.6 | 107.6
69 | COLORADO BEND II CTG 7 | 18INR0077 | CBECII_CT7 | WHARTON | GAS-CC | SOUTH | 2017 | 360.9 | 329.3 | 329.3 | 329.3 | 329.3 | 329.3 | 329.3 | 329.3 | 329.3 | 329.3 | 329.3
70 | COLORADO BEND II CTG 8 | 18INR0077 | CBECII_CT8 | WHARTON | GAS-CC | SOUTH | 2017 | 360.9 | 335 | 335 | 335 | 335 | 335 | 335 | 335 | 335 | 335 | 335
71 | COLORADO BEND II STG 9 | 18INR0077 | CBECII_STG9 | WHARTON | GAS-CC | SOUTH | 2017 | 508.5 | 478.4 | 478.4 | 478.4 | 478.4 | 478.4 | 478.4 | 478.4 | 478.4 | 478.4 | 478.4
72 | CVC CHANNELVIEW CTG 1 |  | CVC_CVC_G1 | HARRIS | GAS-CC | HOUSTON | 2002 | 192.1 | 169 | 169 | 169 | 169 | 169 | 169 | 169 | 169 | 169 | 169
73 | CVC CHANNELVIEW CTG 2 |  | CVC_CVC_G2 | HARRIS | GAS-CC | HOUSTON | 2002 | 192.1 | 165 | 165 | 165 | 165 | 165 | 165 | 165 | 165 | 165 | 165
74 | CVC CHANNELVIEW CTG 3 |  | CVC_CVC_G3 | HARRIS | GAS-CC | HOUSTON | 2002 | 192.1 | 165 | 165 | 165 | 165 | 165 | 165 | 165 | 165 | 165 | 165
75 | CVC CHANNELVIEW STG 5 |  | CVC_CVC_G5 | HARRIS | GAS-CC | HOUSTON | 2002 | 150 | 144 | 144 | 144 | 144 | 144 | 144 | 144 | 144 | 144 | 144
76 | DANSBY CTG 2 |  | DANSBY_DANSBYG2 | BRAZOS | GAS-GT | NORTH | 2004 | 48 | 45 | 45 | 45 | 45 | 45 | 45 | 45 | 45 | 45 | 45
77 | DANSBY CTG 3 |  | DANSBY_DANSBYG3 | BRAZOS | GAS-GT | NORTH | 2010 | 50 | 47 | 47 | 47 | 47 | 47 | 47 | 47 | 47 | 47 | 47
78 | DANSBY STG 1 |  | DANSBY_DANSBYG1 | BRAZOS | GAS-ST | NORTH | 1978 | 120 | 107 | 107 | 107 | 107 | 107 | 107 | 107 | 107 | 107 | 107
79 | DECKER CREEK CTG 1 |  | DECKER_DPGT_1 | TRAVIS | GAS-GT | SOUTH | 1989 | 56.7 | 48 | 48 | 48 | 48 | 48 | 48 | 48 | 48 | 48 | 48
80 | DECKER CREEK CTG 2 |  | DECKER_DPGT_2 | TRAVIS | GAS-GT | SOUTH | 1989 | 56.7 | 48 | 48 | 48 | 48 | 48 | 48 | 48 | 48 | 48 | 48
81 | DECKER CREEK CTG 3 |  | DECKER_DPGT_3 | TRAVIS | GAS-GT | SOUTH | 1989 | 56.7 | 48 | 48 | 48 | 48 | 48 | 48 | 48 | 48 | 48 | 48
82 | DECKER CREEK CTG 4 |  | DECKER_DPGT_4 | TRAVIS | GAS-GT | SOUTH | 1989 | 56.7 | 48 | 48 | 48 | 48 | 48 | 48 | 48 | 48 | 48 | 48
83 | DECORDOVA CTG 1 |  | DCSES_CT10 | HOOD | GAS-GT | NORTH | 1990 | 89.48 | 69 | 69 | 69 | 69 | 69 | 69 | 69 | 69 | 69 | 69
84 | DECORDOVA CTG 2 |  | DCSES_CT20 | HOOD | GAS-GT | NORTH | 1990 | 89.48 | 69 | 69 | 69 | 69 | 69 | 69 | 69 | 69 | 69 | 69
85 | DECORDOVA CTG 3 |  | DCSES_CT30 | HOOD | GAS-GT | NORTH | 1990 | 89.48 | 68 | 68 | 68 | 68 | 68 | 68 | 68 | 68 | 68 | 68
86 | DECORDOVA CTG 4 |  | DCSES_CT40 | HOOD | GAS-GT | NORTH | 1990 | 89.48 | 69 | 69 | 69 | 69 | 69 | 69 | 69 | 69 | 69 | 69
87 | DEER PARK ENERGY CENTER CTG 1 |  | DDPEC_GT1 | HARRIS | GAS-CC | HOUSTON | 2002 | 190.4 | 172 | 172 | 172 | 172 | 172 | 172 | 172 | 172 | 172 | 172
88 | DEER PARK ENERGY CENTER CTG 2 |  | DDPEC_GT2 | HARRIS | GAS-CC | HOUSTON | 2002 | 190.4 | 182 | 182 | 182 | 182 | 182 | 182 | 182 | 182 | 182 | 182
89 | DEER PARK ENERGY CENTER CTG 3 |  | DDPEC_GT3 | HARRIS | GAS-CC | HOUSTON | 2002 | 190.4 | 172 | 172 | 172 | 172 | 172 | 172 | 172 | 172 | 172 | 172
90 | DEER PARK ENERGY CENTER CTG 4 |  | DDPEC_GT4 | HARRIS | GAS-CC | HOUSTON | 2002 | 190.4 | 182 | 182 | 182 | 182 | 182 | 182 | 182 | 182 | 182 | 182
91 | DEER PARK ENERGY CENTER CTG 6 |  | DDPEC_GT6 | HARRIS | GAS-CC | HOUSTON | 2014 | 199 | 156 | 156 | 156 | 156 | 156 | 156 | 156 | 156 | 156 | 156
92 | DEER PARK ENERGY CENTER STG 1 |  | DDPEC_ST1 | HARRIS | GAS-CC | HOUSTON | 2002 | 274.5 | 287 | 287 | 287 | 287 | 287 | 287 | 287 | 287 | 287 | 287
93 | DENTON ENERGY CENTER IC A |  | DEC_AGR_A | DENTON | GAS-IC | NORTH | 2018 | 56.45 | 56.5 | 56.5 | 56.5 | 56.5 | 56.5 | 56.5 | 56.5 | 56.5 | 56.5 | 56.5
94 | DENTON ENERGY CENTER IC B |  | DEC_AGR_B | DENTON | GAS-IC | NORTH | 2018 | 56.45 | 56.5 | 56.5 | 56.5 | 56.5 | 56.5 | 56.5 | 56.5 | 56.5 | 56.5 | 56.5
95 | DENTON ENERGY CENTER IC C |  | DEC_AGR_C | DENTON | GAS-IC | NORTH | 2018 | 56.45 | 56.5 | 56.5 | 56.5 | 56.5 | 56.5 | 56.5 | 56.5 | 56.5 | 56.5 | 56.5
96 | DENTON ENERGY CENTER IC D |  | DEC_AGR_D | DENTON | GAS-IC | NORTH | 2018 | 56.45 | 56.5 | 56.5 | 56.5 | 56.5 | 56.5 | 56.5 | 56.5 | 56.5 | 56.5 | 56.5
97 | ECTOR COUNTY ENERGY CTG 1 |  | ECEC_G1 | ECTOR | GAS-GT | WEST | 2015 | 179.35 | 147 | 147 | 147 | 147 | 147 | 147 | 147 | 147 | 147 | 147
98 | ECTOR COUNTY ENERGY CTG 2 |  | ECEC_G2 | ECTOR | GAS-GT | WEST | 2015 | 179.35 | 147 | 147 | 147 | 147 | 147 | 147 | 147 | 147 | 147 | 147
99 | ELK STATION IC 3 |  | AEEC_ELK_3 | HALE | GAS-IC | PANHANDLE | 2016 | 202 | 190 | 190 | 190 | 190 | 190 | 190 | 190 | 190 | 190 | 190
100 | ENNIS POWER STATION CTG 2 |  | ETCCS_CT1 | ELLIS | GAS-CC | NORTH | 2002 | 260 | 204 | 204 | 204 | 204 | 204 | 204 | 204 | 204 | 204 | 204
101 | ENNIS POWER STATION STG 1 |  | ETCCS_UNIT1 | ELLIS | GAS-CC | NORTH | 2002 | 140 | 115 | 115 | 115 | 115 | 115 | 115 | 115 | 115 | 115 | 115
102 | EXTEX LAPORTE GEN STN CTG 1 |  | AZ_AZ_G1 | HARRIS | GAS-GT | HOUSTON | 2009 | 38.29 | 36 | 36 | 36 | 36 | 36 | 36 | 36 | 36 | 36 | 36
103 | EXTEX LAPORTE GEN STN CTG 2 |  | AZ_AZ_G2 | HARRIS | GAS-GT | HOUSTON | 2009 | 38.29 | 36 | 36 | 36 | 36 | 36 | 36 | 36 | 36 | 36 | 36
104 | EXTEX LAPORTE GEN STN CTG 3 |  | AZ_AZ_G3 | HARRIS | GAS-GT | HOUSTON | 2009 | 38.29 | 36 | 36 | 36 | 36 | 36 | 36 | 36 | 36 | 36 | 36
105 | EXTEX LAPORTE GEN STN CTG 4 |  | AZ_AZ_G4 | HARRIS | GAS-GT | HOUSTON | 2009 | 38.29 | 36 | 36 | 36 | 36 | 36 | 36 | 36 | 36 | 36 | 36
106 | FERGUSON REPLACEMENT CTG 1 |  | FERGCC_FERGGT1 | LLANO | GAS-CC | SOUTH | 2014 | 185.3 | 169 | 169 | 169 | 169 | 169 | 169 | 169 | 169 | 169 | 169
107 | FERGUSON REPLACEMENT CTG 2 |  | FERGCC_FERGGT2 | LLANO | GAS-CC | SOUTH | 2014 | 185.3 | 169 | 169 | 169 | 169 | 169 | 169 | 169 | 169 | 169 | 169
108 | FERGUSON REPLACEMENT STG 1 |  | FERGCC_FERGST1 | LLANO | GAS-CC | SOUTH | 2014 | 204 | 182 | 182 | 182 | 182 | 182 | 182 | 182 | 182 | 182 | 182
109 | FORNEY ENERGY CENTER CTG 11 |  | FRNYPP_GT11 | KAUFMAN | GAS-CC | NORTH | 2003 | 196.7 | 165 | 165 | 165 | 165 | 165 | 165 | 165 | 165 | 165 | 165
110 | FORNEY ENERGY CENTER CTG 12 |  | FRNYPP_GT12 | KAUFMAN | GAS-CC | NORTH | 2003 | 196.7 | 157 | 157 | 157 | 157 | 157 | 157 | 157 | 157 | 157 | 157
111 | FORNEY ENERGY CENTER CTG 13 |  | FRNYPP_GT13 | KAUFMAN | GAS-CC | NORTH | 2003 | 196.7 | 157 | 157 | 157 | 157 | 157 | 157 | 157 | 157 | 157 | 157
112 | FORNEY ENERGY CENTER CTG 21 |  | FRNYPP_GT21 | KAUFMAN | GAS-CC | NORTH | 2003 | 196.7 | 165 | 165 | 165 | 165 | 165 | 165 | 165 | 165 | 165 | 165
113 | FORNEY ENERGY CENTER CTG 22 |  | FRNYPP_GT22 | KAUFMAN | GAS-CC | NORTH | 2003 | 196.7 | 157 | 157 | 157 | 157 | 157 | 157 | 157 | 157 | 157 | 157
114 | FORNEY ENERGY CENTER CTG 23 |  | FRNYPP_GT23 | KAUFMAN | GAS-CC | NORTH | 2003 | 196.7 | 157 | 157 | 157 | 157 | 157 | 157 | 157 | 157 | 157 | 157
115 | FORNEY ENERGY CENTER STG 10 |  | FRNYPP_ST10 | KAUFMAN | GAS-CC | NORTH | 2003 | 422 | 406 | 406 | 406 | 406 | 406 | 406 | 406 | 406 | 406 | 406
116 | FORNEY ENERGY CENTER STG 20 |  | FRNYPP_ST20 | KAUFMAN | GAS-CC | NORTH | 2003 | 422 | 406 | 406 | 406 | 406 | 406 | 406 | 406 | 406 | 406 | 406
117 | FREESTONE ENERGY CENTER CTG 1 |  | FREC_GT1 | FREESTONE | GAS-CC | NORTH | 2002 | 179.35 | 147 | 147 | 147 | 147 | 147 | 147 | 147 | 147 | 147 | 147
118 | FREESTONE ENERGY CENTER CTG 2 |  | FREC_GT2 | FREESTONE | GAS-CC | NORTH | 2002 | 179.35 | 147 | 147 | 147 | 147 | 147 | 147 | 147 | 147 | 147 | 147
119 | FREESTONE ENERGY CENTER CTG 4 |  | FREC_GT4 | FREESTONE | GAS-CC | NORTH | 2002 | 179.35 | 145 | 145 | 145 | 145 | 145 | 145 | 145 | 145 | 145 | 145
120 | FREESTONE ENERGY CENTER CTG 5 |  | FREC_GT5 | FREESTONE | GAS-CC | NORTH | 2002 | 179.35 | 145 | 145 | 145 | 145 | 145 | 145 | 145 | 145 | 145 | 145
121 | FREESTONE ENERGY CENTER STG 3 |  | FREC_ST3 | FREESTONE | GAS-CC | NORTH | 2002 | 190.74 | 169 | 169 | 169 | 169 | 169 | 169 | 169 | 169 | 169 | 169
122 | FREESTONE ENERGY CENTER STG 6 |  | FREC_ST6 | FREESTONE | GAS-CC | NORTH | 2002 | 190.74 | 168 | 168 | 168 | 168 | 168 | 168 | 168 | 168 | 168 | 168
123 | FRIENDSWOOD G CTG 1 (FORMERLY TEJAS POWER GENERATION) |  | FEGC_UNIT1 | HARRIS | GAS-GT | HOUSTON | 2018 | 129 | 119 | 119 | 119 | 119 | 119 | 119 | 119 | 119 | 119 | 119
124 | GRAHAM STG 1 |  | GRSES_UNIT1 | YOUNG | GAS-ST | WEST | 1960 | 225 | 239 | 239 | 239 | 239 | 239 | 239 | 239 | 239 | 239 | 239
125 | GRAHAM STG 2 |  | GRSES_UNIT2 | YOUNG | GAS-ST | WEST | 1969 | 387 | 390 | 390 | 390 | 390 | 390 | 390 | 390 | 390 | 390 | 390
126 | GREENS BAYOU CTG 73 |  | GBY_GBYGT73 | HARRIS | GAS-GT | HOUSTON | 1976 | 72 | 56 | 56 | 56 | 56 | 56 | 56 | 56 | 56 | 56 | 56
127 | GREENS BAYOU CTG 74 |  | GBY_GBYGT74 | HARRIS | GAS-GT | HOUSTON | 1976 | 72 | 56 | 56 | 56 | 56 | 56 | 56 | 56 | 56 | 56 | 56
128 | GREENS BAYOU CTG 81 |  | GBY_GBYGT81 | HARRIS | GAS-GT | HOUSTON | 1976 | 72 | 56 | 56 | 56 | 56 | 56 | 56 | 56 | 56 | 56 | 56
129 | GREENS BAYOU CTG 82 |  | GBY_GBYGT82 | HARRIS | GAS-GT | HOUSTON | 1976 | 72 | 50 | 50 | 50 | 50 | 50 | 50 | 50 | 50 | 50 | 50
130 | GREENS BAYOU CTG 83 |  | GBY_GBYGT83 | HARRIS | GAS-GT | HOUSTON | 1976 | 72 | 56 | 56 | 56 | 56 | 56 | 56 | 56 | 56 | 56 | 56
131 | GREENS BAYOU CTG 84 |  | GBY_GBYGT84 | HARRIS | GAS-GT | HOUSTON | 1976 | 72 | 56 | 56 | 56 | 56 | 56 | 56 | 56 | 56 | 56 | 56
132 | GREENVILLE IC ENGINE PLANT IC 1 |  | STEAM_ENGINE_1 | HUNT | GAS-IC | NORTH | 2010 | 8.44 | 8.2 | 8.2 | 8.2 | 8.2 | 8.2 | 8.2 | 8.2 | 8.2 | 8.2 | 8.2
133 | GREENVILLE IC ENGINE PLANT IC 2 |  | STEAM_ENGINE_2 | HUNT | GAS-IC | NORTH | 2010 | 8.44 | 8.2 | 8.2 | 8.2 | 8.2 | 8.2 | 8.2 | 8.2 | 8.2 | 8.2 | 8.2
134 | GREENVILLE IC ENGINE PLANT IC 3 |  | STEAM_ENGINE_3 | HUNT | GAS-IC | NORTH | 2010 | 8.44 | 8.2 | 8.2 | 8.2 | 8.2 | 8.2 | 8.2 | 8.2 | 8.2 | 8.2 | 8.2
135 | GREGORY POWER PARTNERS GT1 |  | LGE_LGE_GT1 | SAN PATRICIO | GAS-CC | COASTAL | 2000 | 185 | 145 | 145 | 145 | 145 | 145 | 145 | 145 | 145 | 145 | 145
136 | GREGORY POWER PARTNERS GT2 |  | LGE_LGE_GT2 | SAN PATRICIO | GAS-CC | COASTAL | 2000 | 185 | 145 | 145 | 145 | 145 | 145 | 145 | 145 | 145 | 145 | 145
137 | GREGORY POWER PARTNERS STG |  | LGE_LGE_STG | SAN PATRICIO | GAS-CC | COASTAL | 2000 | 100 | 75 | 75 | 75 | 75 | 75 | 75 | 75 | 75 | 75 | 75
138 | GUADALUPE ENERGY CENTER CTG 1 |  | GUADG_GAS1 | GUADALUPE | GAS-CC | SOUTH | 2000 | 181 | 143 | 143 | 143 | 143 | 143 | 143 | 143 | 143 | 143 | 143
139 | GUADALUPE ENERGY CENTER CTG 2 |  | GUADG_GAS2 | GUADALUPE | GAS-CC | SOUTH | 2000 | 181 | 143 | 143 | 143 | 143 | 143 | 143 | 143 | 143 | 143 | 143
140 | GUADALUPE ENERGY CENTER CTG 3 |  | GUADG_GAS3 | GUADALUPE | GAS-CC | SOUTH | 2000 | 181 | 141 | 141 | 141 | 141 | 141 | 141 | 141 | 141 | 141 | 141
141 | GUADALUPE ENERGY CENTER CTG 4 |  | GUADG_GAS4 | GUADALUPE | GAS-CC | SOUTH | 2000 | 181 | 141 | 141 | 141 | 141 | 141 | 141 | 141 | 141 | 141 | 141
142 | GUADALUPE ENERGY CENTER STG 5 |  | GUADG_STM5 | GUADALUPE | GAS-CC | SOUTH | 2000 | 204 | 198 | 198 | 198 | 198 | 198 | 198 | 198 | 198 | 198 | 198
143 | GUADALUPE ENERGY CENTER STG 6 |  | GUADG_STM6 | GUADALUPE | GAS-CC | SOUTH | 2000 | 204 | 198 | 198 | 198 | 198 | 198 | 198 | 198 | 198 | 198 | 198
144 | HANDLEY STG 3 |  | HLSES_UNIT3 | TARRANT | GAS-ST | NORTH | 1963 | 395 | 395 | 395 | 395 | 395 | 395 | 395 | 395 | 395 | 395 | 395
145 | HANDLEY STG 4 |  | HLSES_UNIT4 | TARRANT | GAS-ST | NORTH | 1976 | 435 | 435 | 435 | 435 | 435 | 435 | 435 | 435 | 435 | 435 | 435
146 | HANDLEY STG 5 |  | HLSES_UNIT5 | TARRANT | GAS-ST | NORTH | 1977 | 435 | 435 | 435 | 435 | 435 | 435 | 435 | 435 | 435 | 435 | 435
147 | HAYS ENERGY FACILITY CSG 1 |  | HAYSEN_HAYSENG1 | HAYS | GAS-CC | SOUTH | 2002 | 242 | 210 | 210 | 210 | 210 | 210 | 210 | 210 | 210 | 210 | 210
148 | HAYS ENERGY FACILITY CSG 2 | 21INR0527 | HAYSEN_HAYSENG2 | HAYS | GAS-CC | SOUTH | 2002 | 242 | 211 | 211 | 211 | 211 | 211 | 211 | 211 | 211 | 211 | 211
149 | HAYS ENERGY FACILITY CSG 3 | 21INR0527 | HAYSEN_HAYSENG3 | HAYS | GAS-CC | SOUTH | 2002 | 252 | 210 | 210 | 210 | 210 | 210 | 210 | 210 | 210 | 210 | 210
150 | HAYS ENERGY FACILITY CSG 4 |  | HAYSEN_HAYSENG4 | HAYS | GAS-CC | SOUTH | 2002 | 252 | 213 | 213 | 213 | 213 | 213 | 213 | 213 | 213 | 213 | 213
151 | HIDALGO ENERGY CENTER CTG 1 |  | DUKE_DUKE_GT1 | HIDALGO | GAS-CC | SOUTH | 2000 | 176.63 | 149 | 149 | 149 | 149 | 149 | 149 | 149 | 149 | 149 | 149
152 | HIDALGO ENERGY CENTER CTG 2 |  | DUKE_DUKE_GT2 | HIDALGO | GAS-CC | SOUTH | 2000 | 176.63 | 149 | 149 | 149 | 149 | 149 | 149 | 149 | 149 | 149 | 149
153 | HIDALGO ENERGY CENTER STG 1 |  | DUKE_DUKE_ST1 | HIDALGO | GAS-CC | SOUTH | 2000 | 198.05 | 168 | 168 | 168 | 168 | 168 | 168 | 168 | 168 | 168 | 168
154 | JACK COUNTY GEN FACILITY CTG 1 |  | JACKCNTY_CT1 | JACK | GAS-CC | NORTH | 2006 | 198.9 | 150 | 150 | 150 | 150 | 150 | 150 | 150 | 150 | 150 | 150
155 | JACK COUNTY GEN FACILITY CTG 2 |  | JACKCNTY_CT2 | JACK | GAS-CC | NORTH | 2006 | 198.9 | 150 | 150 | 150 | 150 | 150 | 150 | 150 | 150 | 150 | 150
156 | JACK COUNTY GEN FACILITY CTG 3 |  | JCKCNTY2_CT3 | JACK | GAS-CC | NORTH | 2011 | 198.9 | 158 | 158 | 158 | 158 | 158 | 158 | 158 | 158 | 158 | 158
157 | JACK COUNTY GEN FACILITY CTG 4 |  | JCKCNTY2_CT4 | JACK | GAS-CC | NORTH | 2011 | 198.9 | 158 | 158 | 158 | 158 | 158 | 158 | 158 | 158 | 158 | 158
158 | JACK COUNTY GEN FACILITY STG 1 |  | JACKCNTY_STG | JACK | GAS-CC | NORTH | 2006 | 320.6 | 289 | 289 | 289 | 289 | 289 | 289 | 289 | 289 | 289 | 289
159 | JACK COUNTY GEN FACILITY STG 2 |  | JCKCNTY2_ST2 | JACK | GAS-CC | NORTH | 2011 | 320.6 | 295 | 295 | 295 | 295 | 295 | 295 | 295 | 295 | 295 | 295
160 | JOHNSON COUNTY GEN FACILITY CTG 1 |  | TEN_CT1 | JOHNSON | GAS-CC | NORTH | 1997 | 185 | 163 | 163 | 163 | 163 | 163 | 163 | 163 | 163 | 163 | 163
161 | JOHNSON COUNTY GEN FACILITY STG 1 |  | TEN_STG | JOHNSON | GAS-CC | NORTH | 1997 | 107 | 106 | 106 | 106 | 106 | 106 | 106 | 106 | 106 | 106 | 106
162 | LAKE HUBBARD STG 1 |  | LHSES_UNIT1 | DALLAS | GAS-ST | NORTH | 1970 | 397 | 392 | 392 | 392 | 392 | 392 | 392 | 392 | 392 | 392 | 392
163 | LAKE HUBBARD STG 2 |  | LHSES_UNIT2A | DALLAS | GAS-ST | NORTH | 1973 | 531 | 523 | 523 | 523 | 523 | 523 | 523 | 523 | 523 | 523 | 523
164 | LAMAR ENERGY CENTER CTG 11 |  | LPCCS_CT11 | LAMAR | GAS-CC | NORTH | 2000 | 186 | 153 | 153 | 153 | 153 | 153 | 153 | 153 | 153 | 153 | 153
165 | LAMAR ENERGY CENTER CTG 12 |  | LPCCS_CT12 | LAMAR | GAS-CC | NORTH | 2000 | 186 | 145 | 145 | 145 | 145 | 145 | 145 | 145 | 145 | 145 | 145
166 | LAMAR ENERGY CENTER CTG 21 |  | LPCCS_CT21 | LAMAR | GAS-CC | NORTH | 2000 | 186 | 145 | 145 | 145 | 145 | 145 | 145 | 145 | 145 | 145 | 145
167 | LAMAR ENERGY CENTER CTG 22 |  | LPCCS_CT22 | LAMAR | GAS-CC | NORTH | 2000 | 186 | 153 | 153 | 153 | 153 | 153 | 153 | 153 | 153 | 153 | 153
168 | LAMAR ENERGY CENTER STG 1 | 23INR0486 | LPCCS_UNIT1 | LAMAR | GAS-CC | NORTH | 2000 | 216 | 204 | 204 | 204 | 204 | 204 | 204 | 204 | 204 | 204 | 204
169 | LAMAR ENERGY CENTER STG 2 |  | LPCCS_UNIT2 | LAMAR | GAS-CC | NORTH | 2000 | 216 | 204 | 204 | 204 | 204 | 204 | 204 | 204 | 204 | 204 | 204
170 | LAREDO CTG 4 |  | LARDVFTN_G4 | WEBB | GAS-GT | SOUTH | 2008 | 98.5 | 90.1 | 90.1 | 90.1 | 90.1 | 90.1 | 90.1 | 90.1 | 90.1 | 90.1 | 90.1
171 | LAREDO CTG 5 |  | LARDVFTN_G5 | WEBB | GAS-GT | SOUTH | 2008 | 98.5 | 87.3 | 87.3 | 87.3 | 87.3 | 87.3 | 87.3 | 87.3 | 87.3 | 87.3 | 87.3
172 | LEON CREEK PEAKER CTG 1 |  | LEON_CRK_LCPCT1 | BEXAR | GAS-GT | SOUTH | 2004 | 48 | 46 | 46 | 46 | 46 | 46 | 46 | 46 | 46 | 46 | 46
173 | LEON CREEK PEAKER CTG 2 |  | LEON_CRK_LCPCT2 | BEXAR | GAS-GT | SOUTH | 2004 | 48 | 46 | 46 | 46 | 46 | 46 | 46 | 46 | 46 | 46 | 46
174 | LEON CREEK PEAKER CTG 3 |  | LEON_CRK_LCPCT3 | BEXAR | GAS-GT | SOUTH | 2004 | 48 | 46 | 46 | 46 | 46 | 46 | 46 | 46 | 46 | 46 | 46
175 | LEON CREEK PEAKER CTG 4 |  | LEON_CRK_LCPCT4 | BEXAR | GAS-GT | SOUTH | 2004 | 48 | 46 | 46 | 46 | 46 | 46 | 46 | 46 | 46 | 46 | 46
176 | LIGNIN (CHAMON 2) U1 |  | LIG_UNIT1 | HARRIS | GAS-GT | HOUSTON | 2022 | 60.5 | 41.5 | 41.5 | 41.5 | 41.5 | 41.5 | 41.5 | 41.5 | 41.5 | 41.5 | 41.5
177 | LIGNIN (CHAMON 2) U2 |  | LIG_UNIT2 | HARRIS | GAS-GT | HOUSTON | 2022 | 60.5 | 41.5 | 41.5 | 41.5 | 41.5 | 41.5 | 41.5 | 41.5 | 41.5 | 41.5 | 41.5
178 | LOST PINES POWER CTG 1 |  | LOSTPI_LOSTPGT1 | BASTROP | GAS-CC | SOUTH | 2001 | 202.5 | 170 | 170 | 170 | 170 | 170 | 170 | 170 | 170 | 170 | 170
179 | LOST PINES POWER CTG 2 |  | LOSTPI_LOSTPGT2 | BASTROP | GAS-CC | SOUTH | 2001 | 202.5 | 170 | 170 | 170 | 170 | 170 | 170 | 170 | 170 | 170 | 170
180 | LOST PINES POWER STG 1 |  | LOSTPI_LOSTPST1 | BASTROP | GAS-CC | SOUTH | 2001 | 204 | 188 | 188 | 188 | 188 | 188 | 188 | 188 | 188 | 188 | 188
181 | MAGIC VALLEY STATION CTG 1 |  | NEDIN_NEDIN_G1 | HIDALGO | GAS-CC | SOUTH | 2001 | 266.9 | 215 | 215 | 215 | 215 | 215 | 215 | 215 | 215 | 215 | 215
182 | MAGIC VALLEY STATION CTG 2 |  | NEDIN_NEDIN_G2 | HIDALGO | GAS-CC | SOUTH | 2001 | 266.9 | 215 | 215 | 215 | 215 | 215 | 215 | 215 | 215 | 215 | 215
183 | MAGIC VALLEY STATION STG 3 |  | NEDIN_NEDIN_G3 | HIDALGO | GAS-CC | SOUTH | 2001 | 258.4 | 236 | 236 | 236 | 236 | 236 | 236 | 236 | 236 | 236 | 236
184 | MIDLOTHIAN ENERGY FACILITY CTG 1 | 23INR0489 | MDANP_CT1 | ELLIS | GAS-CC | NORTH | 2001 | 247 | 229 | 229 | 229 | 229 | 229 | 229 | 229 | 229 | 229 | 229
185 | MIDLOTHIAN ENERGY FACILITY CTG 2 | 21INR0534 | MDANP_CT2 | ELLIS | GAS-CC | NORTH | 2001 | 247 | 227 | 227 | 227 | 227 | 227 | 227 | 227 | 227 | 227 | 227
186 | MIDLOTHIAN ENERGY FACILITY CTG 3 | 22INR0543 | MDANP_CT3 | ELLIS | GAS-CC | NORTH | 2001 | 247 | 227 | 227 | 227 | 227 | 227 | 227 | 227 | 227 | 227 | 227
187 | MIDLOTHIAN ENERGY FACILITY CTG 4 | 22INR0523 | MDANP_CT4 | ELLIS | GAS-CC | NORTH | 2001 | 247 | 227 | 227 | 227 | 227 | 227 | 227 | 227 | 227 | 227 | 227
188 | MIDLOTHIAN ENERGY FACILITY CTG 5 |  | MDANP_CT5 | ELLIS | GAS-CC | NORTH | 2002 | 260 | 241 | 241 | 241 | 241 | 241 | 241 | 241 | 241 | 241 | 241
189 | MIDLOTHIAN ENERGY FACILITY CTG 6 |  | MDANP_CT6 | ELLIS | GAS-CC | NORTH | 2002 | 260 | 243 | 243 | 243 | 243 | 243 | 243 | 243 | 243 | 243 | 243
190 | MORGAN CREEK CTG 1 |  | MGSES_CT1 | MITCHELL | GAS-GT | WEST | 1988 | 89.4 | 66 | 66 | 66 | 66 | 66 | 66 | 66 | 66 | 66 | 66
191 | MORGAN CREEK CTG 2 |  | MGSES_CT2 | MITCHELL | GAS-GT | WEST | 1988 | 89.4 | 65 | 65 | 65 | 65 | 65 | 65 | 65 | 65 | 65 | 65
192 | MORGAN CREEK CTG 3 |  | MGSES_CT3 | MITCHELL | GAS-GT | WEST | 1988 | 89.4 | 65 | 65 | 65 | 65 | 65 | 65 | 65 | 65 | 65 | 65
193 | MORGAN CREEK CTG 4 |  | MGSES_CT4 | MITCHELL | GAS-GT | WEST | 1988 | 89.4 | 67 | 67 | 67 | 67 | 67 | 67 | 67 | 67 | 67 | 67
194 | MORGAN CREEK CTG 5 |  | MGSES_CT5 | MITCHELL | GAS-GT | WEST | 1988 | 89.4 | 67 | 67 | 67 | 67 | 67 | 67 | 67 | 67 | 67 | 67
195 | MORGAN CREEK CTG 6 |  | MGSES_CT6 | MITCHELL | GAS-GT | WEST | 1988 | 89.4 | 67 | 67 | 67 | 67 | 67 | 67 | 67 | 67 | 67 | 67
196 | MOUNTAIN CREEK STG 6 |  | MCSES_UNIT6 | DALLAS | GAS-ST | NORTH | 1956 | 122 | 122 | 122 | 122 | 122 | 122 | 122 | 122 | 122 | 122 | 122
197 | MOUNTAIN CREEK STG 7 |  | MCSES_UNIT7 | DALLAS | GAS-ST | NORTH | 1958 | 118 | 118 | 118 | 118 | 118 | 118 | 118 | 118 | 118 | 118 | 118
198 | MOUNTAIN CREEK STG 8 |  | MCSES_UNIT8 | DALLAS | GAS-ST | NORTH | 1967 | 568 | 568 | 568 | 568 | 568 | 568 | 568 | 568 | 568 | 568 | 568
199 | NUECES BAY REPOWER CTG 8 |  | NUECES_B_NUECESG8 | NUECES | GAS-CC | COASTAL | 2010 | 189.55 | 157 | 157 | 157 | 157 | 157 | 157 | 157 | 157 | 157 | 157
200 | NUECES BAY REPOWER CTG 9 |  | NUECES_B_NUECESG9 | NUECES | GAS-CC | COASTAL | 2010 | 189.55 | 157 | 157 | 157 | 157 | 157 | 157 | 157 | 157 | 157 | 157
201 | NUECES BAY REPOWER STG 7 |  | NUECES_B_NUECESG7 | NUECES | GAS-CC | COASTAL | 1972 | 351 | 319 | 319 | 319 | 319 | 319 | 319 | 319 | 319 | 319 | 319
202 | O W SOMMERS STG 1 |  | CALAVERS_OWS1 | BEXAR | GAS-ST | SOUTH | 1972 | 445 | 420 | 420 | 420 | 420 | 420 | 420 | 420 | 420 | 420 | 420
203 | O W SOMMERS STG 2 |  | CALAVERS_OWS2 | BEXAR | GAS-ST | SOUTH | 1974 | 435 | 410 | 410 | 410 | 410 | 410 | 410 | 410 | 410 | 410 | 410
204 | ODESSA-ECTOR POWER CTG 11 |  | OECCS_CT11 | ECTOR | GAS-CC | WEST | 2001 | 176 | 166.7 | 166.7 | 166.7 | 166.7 | 166.7 | 166.7 | 166.7 | 166.7 | 166.7 | 166.7
205 | ODESSA-ECTOR POWER CTG 12 |  | OECCS_CT12 | ECTOR | GAS-CC | WEST | 2001 | 176 | 158.2 | 158.2 | 158.2 | 158.2 | 158.2 | 158.2 | 158.2 | 158.2 | 158.2 | 158.2
206 | ODESSA-ECTOR POWER CTG 21 |  | OECCS_CT21 | ECTOR | GAS-CC | WEST | 2001 | 176 | 166.7 | 166.7 | 166.7 | 166.7 | 166.7 | 166.7 | 166.7 | 166.7 | 166.7 | 166.7
207 | ODESSA-ECTOR POWER CTG 22 |  | OECCS_CT22 | ECTOR | GAS-CC | WEST | 2001 | 176 | 158.2 | 158.2 | 158.2 | 158.2 | 158.2 | 158.2 | 158.2 | 158.2 | 158.2 | 158.2
208 | ODESSA-ECTOR POWER STG 1 |  | OECCS_UNIT1 | ECTOR | GAS-CC | WEST | 2001 | 224 | 206 | 206 | 206 | 206 | 206 | 206 | 206 | 206 | 206 | 206
209 | ODESSA-ECTOR POWER STG 2 |  | OECCS_UNIT2 | ECTOR | GAS-CC | WEST | 2001 | 224 | 206 | 206 | 206 | 206 | 206 | 206 | 206 | 206 | 206 | 206
210 | OLD BLOOMINGTON ROAD CTG 1 (VICTORIA PORT 2) |  | VICTPRT2_UNIT1 | VICTORIA | GAS-GT | SOUTH | 2022 | 60.5 | 44 | 44 | 44 | 44 | 44 | 44 | 44 | 44 | 44 | 44
211 | OLD BLOOMINGTON ROAD CTG 2 (VICTORIA PORT 2) |  | VICTPRT2_UNIT2 | VICTORIA | GAS-GT | SOUTH | 2022 | 60.5 | 44 | 44 | 44 | 44 | 44 | 44 | 44 | 44 | 44 | 44
212 | PANDA SHERMAN POWER CTG 1 |  | PANDA_S_SHER1CT1 | GRAYSON | GAS-CC | NORTH | 2014 | 232 | 199 | 199 | 199 | 199 | 199 | 199 | 199 | 199 | 199 | 199
213 | PANDA SHERMAN POWER CTG 2 |  | PANDA_S_SHER1CT2 | GRAYSON | GAS-CC | NORTH | 2014 | 232 | 199 | 199 | 199 | 199 | 199 | 199 | 199 | 199 | 199 | 199
214 | PANDA SHERMAN POWER STG 1 |  | PANDA_S_SHER1ST1 | GRAYSON | GAS-CC | NORTH | 2014 | 353.1 | 287 | 287 | 287 | 287 | 287 | 287 | 287 | 287 | 287 | 287
215 | PANDA TEMPLE I POWER CTG 1 | 22INR0533 | PANDA_T1_TMPL1CT1 | BELL | GAS-CC | NORTH | 2014 | 232 | 223 | 223 | 223 | 223 | 223 | 223 | 223 | 223 | 223 | 223
216 | PANDA TEMPLE I POWER CTG 2 | 22INR0533 | PANDA_T1_TMPL1CT2 | BELL | GAS-CC | NORTH | 2014 | 232 | 220 | 220 | 220 | 220 | 220 | 220 | 220 | 220 | 220 | 220
217 | PANDA TEMPLE I POWER STG 1 | 22INR0533 | PANDA_T1_TMPL1ST1 | BELL | GAS-CC | NORTH | 2014 | 353.1 | 326 | 326 | 326 | 326 | 326 | 326 | 326 | 326 | 326 | 326
218 | PANDA TEMPLE II POWER CTG 1 | 23INR0524 | PANDA_T2_TMPL2CT1 | BELL | GAS-CC | NORTH | 2015 | 232 | 191.2 | 191.2 | 191.2 | 191.2 | 191.2 | 191.2 | 191.2 | 191.2 | 191.2 | 191.2
219 | PANDA TEMPLE II POWER CTG 2 | 23INR0524 | PANDA_T2_TMPL2CT2 | BELL | GAS-CC | NORTH | 2015 | 232 | 191.2 | 191.2 | 191.2 | 191.2 | 191.2 | 191.2 | 191.2 | 191.2 | 191.2 | 191.2
220 | PANDA TEMPLE II POWER STG 1 | 23INR0524 | PANDA_T2_TMPL2ST1 | BELL | GAS-CC | NORTH | 2015 | 353.1 | 334.7 | 334.7 | 334.7 | 334.7 | 334.7 | 334.7 | 334.7 | 334.7 | 334.7 | 334.7
221 | PARIS ENERGY CENTER CTG 1 |  | TNSKA_GT1 | LAMAR | GAS-CC | NORTH | 1989 | 90.88 | 76 | 76 | 76 | 76 | 76 | 76 | 76 | 76 | 76 | 76
222 | PARIS ENERGY CENTER CTG 2 |  | TNSKA_GT2 | LAMAR | GAS-CC | NORTH | 1989 | 90.88 | 76 | 76 | 76 | 76 | 76 | 76 | 76 | 76 | 76 | 76
223 | PARIS ENERGY CENTER STG 1 |  | TNSKA_STG | LAMAR | GAS-CC | NORTH | 1990 | 90 | 87 | 87 | 87 | 87 | 87 | 87 | 87 | 87 | 87 | 87
224 | PASADENA COGEN FACILITY CTG 2 |  | PSG_PSG_GT2 | HARRIS | GAS-CC | HOUSTON | 2000 | 215.05 | 164.5 | 164.5 | 164.5 | 164.5 | 164.5 | 164.5 | 164.5 | 164.5 | 164.5 | 164.5
225 | PASADENA COGEN FACILITY CTG 3 |  | PSG_PSG_GT3 | HARRIS | GAS-CC | HOUSTON | 2000 | 215.05 | 164.5 | 164.5 | 164.5 | 164.5 | 164.5 | 164.5 | 164.5 | 164.5 | 164.5 | 164.5
226 | PASADENA COGEN FACILITY STG 2 |  | PSG_PSG_ST2 | HARRIS | GAS-CC | HOUSTON | 2000 | 195.5 | 170.4 | 170.4 | 170.4 | 170.4 | 170.4 | 170.4 | 170.4 | 170.4 | 170.4 | 170.4
227 | PEARSALL ENGINE PLANT IC A |  | PEARSAL2_AGR_A | FRIO | GAS-IC | SOUTH | 2012 | 50.64 | 50.6 | 50.6 | 50.6 | 50.6 | 50.6 | 50.6 | 50.6 | 50.6 | 50.6 | 50.6
228 | PEARSALL ENGINE PLANT IC B |  | PEARSAL2_AGR_B | FRIO | GAS-IC | SOUTH | 2012 | 50.64 | 50.6 | 50.6 | 50.6 | 50.6 | 50.6 | 50.6 | 50.6 | 50.6 | 50.6 | 50.6
229 | PEARSALL ENGINE PLANT IC C |  | PEARSAL2_AGR_C | FRIO | GAS-IC | SOUTH | 2012 | 50.64 | 50.6 | 50.6 | 50.6 | 50.6 | 50.6 | 50.6 | 50.6 | 50.6 | 50.6 | 50.6
230 | PEARSALL ENGINE PLANT IC D |  | PEARSAL2_AGR_D | FRIO | GAS-IC | SOUTH | 2012 | 50.64 | 50.6 | 50.6 | 50.6 | 50.6 | 50.6 | 50.6 | 50.6 | 50.6 | 50.6 | 50.6
231 | PERMIAN BASIN CTG 1 |  | PB2SES_CT1 | WARD | GAS-GT | WEST | 1988 | 89.4 | 63 | 63 | 63 | 63 | 63 | 63 | 63 | 63 | 63 | 63
232 | PERMIAN BASIN CTG 2 |  | PB2SES_CT2 | WARD | GAS-GT | WEST | 1988 | 89.4 | 64 | 64 | 64 | 64 | 64 | 64 | 64 | 64 | 64 | 64
233 | PERMIAN BASIN CTG 3 |  | PB2SES_CT3 | WARD | GAS-GT | WEST | 1988 | 89.4 | 64 | 64 | 64 | 64 | 64 | 64 | 64 | 64 | 64 | 64
234 | PERMIAN BASIN CTG 4 |  | PB2SES_CT4 | WARD | GAS-GT | WEST | 1990 | 89.4 | 64 | 64 | 64 | 64 | 64 | 64 | 64 | 64 | 64 | 64
235 | PERMIAN BASIN CTG 5 |  | PB2SES_CT5 | WARD | GAS-GT | WEST | 1990 | 89.4 | 65 | 65 | 65 | 65 | 65 | 65 | 65 | 65 | 65 | 65
236 | PROENERGY SOUTH 1 (PES1) CTG 1 |  | PRO_UNIT1 | HARRIS | GAS-GT | HOUSTON | 2021 | 60.5 | 44.5 | 44.5 | 44.5 | 44.5 | 44.5 | 44.5 | 44.5 | 44.5 | 44.5 | 44.5
237 | PROENERGY SOUTH 1 (PES1) CTG 2 |  | PRO_UNIT2 | HARRIS | GAS-GT | HOUSTON | 2021 | 60.5 | 44.5 | 44.5 | 44.5 | 44.5 | 44.5 | 44.5 | 44.5 | 44.5 | 44.5 | 44.5
238 | PROENERGY SOUTH 1 (PES1) CTG 3 |  | PRO_UNIT3 | HARRIS | GAS-GT | HOUSTON | 2021 | 60.5 | 44.5 | 44.5 | 44.5 | 44.5 | 44.5 | 44.5 | 44.5 | 44.5 | 44.5 | 44.5
239 | PROENERGY SOUTH 1 (PES1) CTG 4 |  | PRO_UNIT4 | HARRIS | GAS-GT | HOUSTON | 2021 | 60.5 | 44.5 | 44.5 | 44.5 | 44.5 | 44.5 | 44.5 | 44.5 | 44.5 | 44.5 | 44.5
240 | PROENERGY SOUTH 1 (PES1) CTG 5 |  | PRO_UNIT5 | HARRIS | GAS-GT | HOUSTON | 2021 | 60.5 | 44.5 | 44.5 | 44.5 | 44.5 | 44.5 | 44.5 | 44.5 | 44.5 | 44.5 | 44.5
241 | PROENERGY SOUTH 1 (PES1) CTG 6 |  | PRO_UNIT6 | HARRIS | GAS-GT | HOUSTON | 2021 | 60.5 | 44.5 | 44.5 | 44.5 | 44.5 | 44.5 | 44.5 | 44.5 | 44.5 | 44.5 | 44.5
242 | PROENERGY SOUTH 2 (PES2) CTG 7 |  | PRO_UNIT7 | HARRIS | GAS-GT | HOUSTON | 2021 | 60.5 | 44.5 | 44.5 | 44.5 | 44.5 | 44.5 | 44.5 | 44.5 | 44.5 | 44.5 | 44.5
243 | PROENERGY SOUTH 2 (PES2) CTG 8 |  | PRO_UNIT8 | HARRIS | GAS-GT | HOUSTON | 2021 | 60.5 | 44.5 | 44.5 | 44.5 | 44.5 | 44.5 | 44.5 | 44.5 | 44.5 | 44.5 | 44.5
244 | PHR PEAKERS (BAC) CTG 1 |  | BAC_CTG1 | GALVESTON | GAS-GT | HOUSTON | 2018 | 65 | 59 | 59 | 59 | 59 | 59 | 59 | 59 | 59 | 59 | 59
245 | PHR PEAKERS (BAC) CTG 2 |  | BAC_CTG2 | GALVESTON | GAS-GT | HOUSTON | 2018 | 65 | 61 | 61 | 61 | 61 | 61 | 61 | 61 | 61 | 61 | 61
246 | PHR PEAKERS (BAC) CTG 3 |  | BAC_CTG3 | GALVESTON | GAS-GT | HOUSTON | 2018 | 65 | 49 | 49 | 49 | 49 | 49 | 49 | 49 | 49 | 49 | 49
247 | PHR PEAKERS (BAC) CTG 4 |  | BAC_CTG4 | GALVESTON | GAS-GT | HOUSTON | 2018 | 65 | 54 | 54 | 54 | 54 | 54 | 54 | 54 | 54 | 54 | 54
248 | PHR PEAKERS (BAC) CTG 5 |  | BAC_CTG5 | GALVESTON | GAS-GT | HOUSTON | 2018 | 65 | 54 | 54 | 54 | 54 | 54 | 54 | 54 | 54 | 54 | 54
249 | PHR PEAKERS (BAC) CTG 6 |  | BAC_CTG6 | GALVESTON | GAS-GT | HOUSTON | 2018 | 65 | 52 | 52 | 52 | 52 | 52 | 52 | 52 | 52 | 52 | 52
250 | POWERLANE PLANT STG 2 |  | STEAM_STEAM_2 | HUNT | GAS-ST | NORTH | 1967 | 25 | 21.5 | 21.5 | 21.5 | 21.5 | 21.5 | 21.5 | 21.5 | 21.5 | 21.5 | 21.5
251 | POWERLANE PLANT STG 3 |  | STEAM_STEAM_3 | HUNT | GAS-ST | NORTH | 1978 | 43.2 | 36 | 36 | 36 | 36 | 36 | 36 | 36 | 36 | 36 | 36
252 | QUAIL RUN ENERGY CTG 1 |  | QALSW_GT1 | ECTOR | GAS-CC | WEST | 2007 | 90.6 | 74 | 74 | 74 | 74 | 74 | 74 | 74 | 74 | 74 | 74
253 | QUAIL RUN ENERGY CTG 2 |  | QALSW_GT2 | ECTOR | GAS-CC | WEST | 2007 | 90.6 | 74 | 74 | 74 | 74 | 74 | 74 | 74 | 74 | 74 | 74
254 | QUAIL RUN ENERGY CTG 3 |  | QALSW_GT3 | ECTOR | GAS-CC | WEST | 2008 | 90.6 | 72 | 72 | 72 | 72 | 72 | 72 | 72 | 72 | 72 | 72
255 | QUAIL RUN ENERGY CTG 4 |  | QALSW_GT4 | ECTOR | GAS-CC | WEST | 2008 | 90.6 | 72 | 72 | 72 | 72 | 72 | 72 | 72 | 72 | 72 | 72
256 | QUAIL RUN ENERGY STG 1 |  | QALSW_STG1 | ECTOR | GAS-CC | WEST | 2007 | 98.1 | 98 | 98 | 98 | 98 | 98 | 98 | 98 | 98 | 98 | 98
257 | QUAIL RUN ENERGY STG 2 |  | QALSW_STG2 | ECTOR | GAS-CC | WEST | 2008 | 98.1 | 98 | 98 | 98 | 98 | 98 | 98 | 98 | 98 | 98 | 98
258 | R W MILLER CTG 4 |  | MIL_MILLERG4 | PALO PINTO | GAS-GT | NORTH | 1994 | 115.25 | 100 | 100 | 100 | 100 | 100 | 100 | 100 | 100 | 100 | 100
259 | R W MILLER CTG 5 |  | MIL_MILLERG5 | PALO PINTO | GAS-GT | NORTH | 1994 | 115.25 | 100 | 100 | 100 | 100 | 100 | 100 | 100 | 100 | 100 | 100
260 | R W MILLER STG 1 |  | MIL_MILLERG1 | PALO PINTO | GAS-ST | NORTH | 1968 | 74.98 | 70 | 70 | 70 | 70 | 70 | 70 | 70 | 70 | 70 | 70
261 | R W MILLER STG 2 |  | MIL_MILLERG2 | PALO PINTO | GAS-ST | NORTH | 1972 | 113.61 | 118 | 118 | 118 | 118 | 118 | 118 | 118 | 118 | 118 | 118
262 | R W MILLER STG 3 |  | MIL_MILLERG3 | PALO PINTO | GAS-ST | NORTH | 1975 | 216.01 | 208 | 208 | 208 | 208 | 208 | 208 | 208 | 208 | 208 | 208
263 | RAY OLINGER CTG 4 |  | OLINGR_OLING_4 | COLLIN | GAS-GT | NORTH | 2001 | 88.4 | 80 | 80 | 80 | 80 | 80 | 80 | 80 | 80 | 80 | 80
264 | RAY OLINGER STG 2 |  | OLINGR_OLING_2 | COLLIN | GAS-ST | NORTH | 1971 | 113.64 | 107 | 107 | 107 | 107 | 107 | 107 | 107 | 107 | 107 | 107
265 | RAY OLINGER STG 3 |  | OLINGR_OLING_3 | COLLIN | GAS-ST | NORTH | 1975 | 156.6 | 146 | 146 | 146 | 146 | 146 | 146 | 146 | 146 | 146 | 146
266 | RABBS POWER STATION U1 |  | RAB_UNIT1 | FORT BEND | GAS-GT | HOUSTON | 2022 | 60.5 | 44.6 | 44.6 | 44.6 | 44.6 | 44.6 | 44.6 | 44.6 | 44.6 | 44.6 | 44.6
267 | RABBS POWER STATION U2 |  | RAB_UNIT2 | FORT BEND | GAS-GT | HOUSTON | 2022 | 60.5 | 44.6 | 44.6 | 44.6 | 44.6 | 44.6 | 44.6 | 44.6 | 44.6 | 44.6 | 44.6
268 | RABBS POWER STATION U3 |  | RAB_UNIT3 | FORT BEND | GAS-GT | HOUSTON | 2022 | 60.5 | 44.6 | 44.6 | 44.6 | 44.6 | 44.6 | 44.6 | 44.6 | 44.6 | 44.6 | 44.6
269 | RABBS POWER STATION U4 |  | RAB_UNIT4 | FORT BEND | GAS-GT | HOUSTON | 2022 | 60.5 | 44.6 | 44.6 | 44.6 | 44.6 | 44.6 | 44.6 | 44.6 | 44.6 | 44.6 | 44.6
270 | RABBS POWER STATION U5 |  | RAB_UNIT5 | FORT BEND | GAS-GT | HOUSTON | 2022 | 60.5 | 44.6 | 44.6 | 44.6 | 44.6 | 44.6 | 44.6 | 44.6 | 44.6 | 44.6 | 44.6
271 | RABBS POWER STATION U6 |  | RAB_UNIT6 | FORT BEND | GAS-GT | HOUSTON | 2022 | 60.5 | 44.6 | 44.6 | 44.6 | 44.6 | 44.6 | 44.6 | 44.6 | 44.6 | 44.6 | 44.6
272 | RABBS POWER STATION U7 |  | RAB_UNIT7 | FORT BEND | GAS-GT | HOUSTON | 2022 | 60.5 | 44.6 | 44.6 | 44.6 | 44.6 | 44.6 | 44.6 | 44.6 | 44.6 | 44.6 | 44.6
273 | RABBS POWER STATION U8 |  | RAB_UNIT8 | FORT BEND | GAS-GT | HOUSTON | 2022 | 60.5 | 44.6 | 44.6 | 44.6 | 44.6 | 44.6 | 44.6 | 44.6 | 44.6 | 44.6 | 44.6
274 | REDGATE IC A |  | REDGATE_AGR_A | HIDALGO | GAS-IC | SOUTH | 2016 | 56.28 | 56.3 | 56.3 | 56.3 | 56.3 | 56.3 | 56.3 | 56.3 | 56.3 | 56.3 | 56.3
275 | REDGATE IC B |  | REDGATE_AGR_B | HIDALGO | GAS-IC | SOUTH | 2016 | 56.28 | 56.3 | 56.3 | 56.3 | 56.3 | 56.3 | 56.3 | 56.3 | 56.3 | 56.3 | 56.3
276 | REDGATE IC C |  | REDGATE_AGR_C | HIDALGO | GAS-IC | SOUTH | 2016 | 56.28 | 56.3 | 56.3 | 56.3 | 56.3 | 56.3 | 56.3 | 56.3 | 56.3 | 56.3 | 56.3
277 | REDGATE IC D |  | REDGATE_AGR_D | HIDALGO | GAS-IC | SOUTH | 2016 | 56.28 | 56.3 | 56.3 | 56.3 | 56.3 | 56.3 | 56.3 | 56.3 | 56.3 | 56.3 | 56.3
278 | RIO NOGALES POWER CTG 1 |  | RIONOG_CT1 | GUADALUPE | GAS-CC | SOUTH | 2002 | 188.7 | 158 | 158 | 158 | 158 | 158 | 158 | 158 | 158 | 158 | 158
279 | RIO NOGALES POWER CTG 2 |  | RIONOG_CT2 | GUADALUPE | GAS-CC | SOUTH | 2002 | 188.7 | 158 | 158 | 158 | 158 | 158 | 158 | 158 | 158 | 158 | 158
280 | RIO NOGALES POWER CTG 3 |  | RIONOG_CT3 | GUADALUPE | GAS-CC | SOUTH | 2002 | 188.7 | 158 | 158 | 158 | 158 | 158 | 158 | 158 | 158 | 158 | 158
281 | RIO NOGALES POWER STG 4 |  | RIONOG_ST1 | GUADALUPE | GAS-CC | SOUTH | 2002 | 373.16 | 303 | 303 | 303 | 303 | 303 | 303 | 303 | 303 | 303 | 303
282 | SAM RAYBURN POWER CTG 7 |  | RAYBURN_RAYBURG7 | VICTORIA | GAS-CC | SOUTH | 2003 | 60.5 | 50 | 50 | 50 | 50 | 50 | 50 | 50 | 50 | 50 | 50
283 | SAM RAYBURN POWER CTG 8 |  | RAYBURN_RAYBURG8 | VICTORIA | GAS-CC | SOUTH | 2003 | 60.5 | 50 | 50 | 50 | 50 | 50 | 50 | 50 | 50 | 50 | 50
284 | SAM RAYBURN POWER CTG 9 |  | RAYBURN_RAYBURG9 | VICTORIA | GAS-CC | SOUTH | 2003 | 60.5 | 50 | 50 | 50 | 50 | 50 | 50 | 50 | 50 | 50 | 50
285 | SAM RAYBURN POWER STG 10 |  | RAYBURN_RAYBURG10 | VICTORIA | GAS-CC | SOUTH | 2003 | 41.98 | 40 | 40 | 40 | 40 | 40 | 40 | 40 | 40 | 40 | 40
286 | SAN JACINTO SES CTG 1 |  | SJS_SJS_G1 | HARRIS | GAS-GT | HOUSTON | 1995 | 88.23 | 80 | 80 | 80 | 80 | 80 | 80 | 80 | 80 | 80 | 80
287 | SAN JACINTO SES CTG 2 |  | SJS_SJS_G2 | HARRIS | GAS-GT | HOUSTON | 1995 | 88.23 | 80 | 80 | 80 | 80 | 80 | 80 | 80 | 80 | 80 | 80
288 | SANDHILL ENERGY CENTER CTG 1 |  | SANDHSYD_SH1 | TRAVIS | GAS-GT | SOUTH | 2001 | 60.5 | 47 | 47 | 47 | 47 | 47 | 47 | 47 | 47 | 47 | 47
289 | SANDHILL ENERGY CENTER CTG 2 |  | SANDHSYD_SH2 | TRAVIS | GAS-GT | SOUTH | 2001 | 60.5 | 47 | 47 | 47 | 47 | 47 | 47 | 47 | 47 | 47 | 47
290 | SANDHILL ENERGY CENTER CTG 3 |  | SANDHSYD_SH3 | TRAVIS | GAS-GT | SOUTH | 2001 | 60.5 | 47 | 47 | 47 | 47 | 47 | 47 | 47 | 47 | 47 | 47
291 | SANDHILL ENERGY CENTER CTG 4 |  | SANDHSYD_SH4 | TRAVIS | GAS-GT | SOUTH | 2001 | 60.5 | 47 | 47 | 47 | 47 | 47 | 47 | 47 | 47 | 47 | 47
292 | SANDHILL ENERGY CENTER CTG 5A |  | SANDHSYD_SH_5A | TRAVIS | GAS-CC | SOUTH | 2004 | 198.9 | 142 | 142 | 142 | 142 | 142 | 142 | 142 | 142 | 142 | 142
293 | SANDHILL ENERGY CENTER CTG 6 |  | SANDHSYD_SH6 | TRAVIS | GAS-GT | SOUTH | 2010 | 60.5 | 47 | 47 | 47 | 47 | 47 | 47 | 47 | 47 | 47 | 47
294 | SANDHILL ENERGY CENTER CTG 7 |  | SANDHSYD_SH7 | TRAVIS | GAS-GT | SOUTH | 2010 | 60.5 | 47 | 47 | 47 | 47 | 47 | 47 | 47 | 47 | 47 | 47
295 | SANDHILL ENERGY CENTER STG 5C |  | SANDHSYD_SH_5C | TRAVIS | GAS-CC | SOUTH | 2004 | 191 | 139 | 139 | 139 | 139 | 139 | 139 | 139 | 139 | 139 | 139
296 | SILAS RAY CTG 10 |  | SILASRAY_SILAS_10 | CAMERON | GAS-GT | COASTAL | 2004 | 60.5 | 46 | 46 | 46 | 46 | 46 | 46 | 46 | 46 | 46 | 46
297 | SILAS RAY POWER CTG 9 |  | SILASRAY_SILAS_9 | CAMERON | GAS-CC | COASTAL | 1996 | 50 | 38 | 38 | 38 | 38 | 38 | 38 | 38 | 38 | 38 | 38
298 | SILAS RAY POWER STG 6 |  | SILASRAY_SILAS_6 | CAMERON | GAS-CC | COASTAL | 1962 | 25 | 20 | 20 | 20 | 20 | 20 | 20 | 20 | 20 | 20 | 20
299 | SIM GIDEON STG 1 |  | GIDEON_GIDEONG1 | BASTROP | GAS-ST | SOUTH | 1965 | 136 | 130 | 130 | 130 | 130 | 130 | 130 | 130 | 130 | 130 | 130
300 | SIM GIDEON STG 2 |  | GIDEON_GIDEONG2 | BASTROP | GAS-ST | SOUTH | 1968 | 136 | 135 | 135 | 135 | 135 | 135 | 135 | 135 | 135 | 135 | 135
301 | SIM GIDEON STG 3 |  | GIDEON_GIDEONG3 | BASTROP | GAS-ST | SOUTH | 1972 | 351 | 336 | 336 | 336 | 336 | 336 | 336 | 336 | 336 | 336 | 336
302 | SKY GLOBAL POWER ONE IC A |  | SKY1_SKY1A | COLORADO | GAS-IC | SOUTH | 2016 | 25.71 | 26.7 | 26.7 | 26.7 | 26.7 | 26.7 | 26.7 | 26.7 | 26.7 | 26.7 | 26.7
303 | SKY GLOBAL POWER ONE IC B |  | SKY1_SKY1B | COLORADO | GAS-IC | SOUTH | 2016 | 25.71 | 26.7 | 26.7 | 26.7 | 26.7 | 26.7 | 26.7 | 26.7 | 26.7 | 26.7 | 26.7
304 | STRYKER CREEK STG 1 |  | SCSES_UNIT1A | CHEROKEE | GAS-ST | NORTH | 1958 | 177 | 167 | 167 | 167 | 167 | 167 | 167 | 167 | 167 | 167 | 167
305 | STRYKER CREEK STG 2 |  | SCSES_UNIT2 | CHEROKEE | GAS-ST | NORTH | 1965 | 479 | 502 | 502 | 502 | 502 | 502 | 502 | 502 | 502 | 502 | 502
306 | T H WHARTON CTG 1 |  | THW_THWGT_1 | HARRIS | GAS-GT | HOUSTON | 1967 | 16.32 | 14 | 14 | 14 | 14 | 14 | 14 | 14 | 14 | 14 | 14
307 | T H WHARTON POWER CTG 31 |  | THW_THWGT31 | HARRIS | GAS-CC | HOUSTON | 1972 | 51.3 | 54 | 54 | 54 | 54 | 54 | 54 | 54 | 54 | 54 | 54
308 | T H WHARTON POWER CTG 32 |  | THW_THWGT32 | HARRIS | GAS-CC | HOUSTON | 1972 | 51.3 | 54 | 54 | 54 | 54 | 54 | 54 | 54 | 54 | 54 | 54
309 | T H WHARTON POWER CTG 33 |  | THW_THWGT33 | HARRIS | GAS-CC | HOUSTON | 1972 | 51.3 | 54 | 54 | 54 | 54 | 54 | 54 | 54 | 54 | 54 | 54
310 | T H WHARTON POWER CTG 34 |  | THW_THWGT34 | HARRIS | GAS-CC | HOUSTON | 1972 | 51.3 | 54 | 54 | 54 | 54 | 54 | 54 | 54 | 54 | 54 | 54
311 | T H WHARTON POWER CTG 41 |  | THW_THWGT41 | HARRIS | GAS-CC | HOUSTON | 1972 | 51.3 | 54 | 54 | 54 | 54 | 54 | 54 | 54 | 54 | 54 | 54
312 | T H WHARTON POWER CTG 42 |  | THW_THWGT42 | HARRIS | GAS-CC | HOUSTON | 1972 | 51.3 | 54 | 54 | 54 | 54 | 54 | 54 | 54 | 54 | 54 | 54
313 | T H WHARTON POWER CTG 43 |  | THW_THWGT43 | HARRIS | GAS-CC | HOUSTON | 1974 | 62 | 54 | 54 | 54 | 54 | 54 | 54 | 54 | 54 | 54 | 54
314 | T H WHARTON POWER CTG 44 |  | THW_THWGT44 | HARRIS | GAS-CC | HOUSTON | 1974 | 62 | 54 | 54 | 54 | 54 | 54 | 54 | 54 | 54 | 54 | 54
315 | T H WHARTON POWER CTG 51 |  | THW_THWGT51 | HARRIS | GAS-GT | HOUSTON | 1975 | 85 | 56 | 56 | 56 | 56 | 56 | 56 | 56 | 56 | 56 | 56
316 | T H WHARTON POWER CTG 52 |  | THW_THWGT52 | HARRIS | GAS-GT | HOUSTON | 1975 | 85 | 56 | 56 | 56 | 56 | 56 | 56 | 56 | 56 | 56 | 56
317 | T H WHARTON POWER CTG 53 |  | THW_THWGT53 | HARRIS | GAS-GT | HOUSTON | 1975 | 85 | 56 | 56 | 56 | 56 | 56 | 56 | 56 | 56 | 56 | 56
318 | T H WHARTON POWER CTG 54 |  | THW_THWGT54 | HARRIS | GAS-GT | HOUSTON | 1975 | 85 | 56 | 56 | 56 | 56 | 56 | 56 | 56 | 56 | 56 | 56
319 | T H WHARTON POWER CTG 55 |  | THW_THWGT55 | HARRIS | GAS-GT | HOUSTON | 1975 | 85 | 56 | 56 | 56 | 56 | 56 | 56 | 56 | 56 | 56 | 56
320 | T H WHARTON POWER CTG 56 |  | THW_THWGT56 | HARRIS | GAS-GT | HOUSTON | 1975 | 85 | 56 | 56 | 56 | 56 | 56 | 56 | 56 | 56 | 56 | 56
321 | T H WHARTON POWER STG 3 |  | THW_THWST_3 | HARRIS | GAS-CC | HOUSTON | 1974 | 113.1 | 110 | 110 | 110 | 110 | 110 | 110 | 110 | 110 | 110 | 110
322 | T H WHARTON POWER STG 4 |  | THW_THWST_4 | HARRIS | GAS-CC | HOUSTON | 1974 | 113.1 | 110 | 110 | 110 | 110 | 110 | 110 | 110 | 110 | 110 | 110
323 | TEXAS CITY POWER CTG A |  | TXCTY_CTA | GALVESTON | GAS-CC | HOUSTON | 2000 | 129.06 | 80.3 | 80.3 | 80.3 | 80.3 | 80.3 | 80.3 | 80.3 | 80.3 | 80.3 | 80.3
324 | TEXAS CITY POWER CTG B |  | TXCTY_CTB | GALVESTON | GAS-CC | HOUSTON | 2000 | 129.06 | 80.3 | 80.3 | 80.3 | 80.3 | 80.3 | 80.3 | 80.3 | 80.3 | 80.3 | 80.3
325 | TEXAS CITY POWER CTG C |  | TXCTY_CTC | GALVESTON | GAS-CC | HOUSTON | 2000 | 129.06 | 80.3 | 80.3 | 80.3 | 80.3 | 80.3 | 80.3 | 80.3 | 80.3 | 80.3 | 80.3
326 | TEXAS CITY POWER STG |  | TXCTY_ST | GALVESTON | GAS-CC | HOUSTON | 2000 | 143.65 | 124.9 | 124.9 | 124.9 | 124.9 | 124.9 | 124.9 | 124.9 | 124.9 | 124.9 | 124.9
327 | TEXAS GULF SULPHUR CTG 1 |  | TGS_GT01 | WHARTON | GAS-GT | SOUTH | 1985 | 94 | 67.5 | 67.5 | 67.5 | 67.5 | 67.5 | 67.5 | 67.5 | 67.5 | 67.5 | 67.5
328 | TRINIDAD STG 6 |  | TRSES_UNIT6 | HENDERSON | GAS-ST | NORTH | 1965 | 239 | 235 | 235 | 235 | 235 | 235 | 235 | 235 | 235 | 235 | 235
329 | TOPAZ POWER PLANT U1 |  | TOPAZ_UNIT1 | GALVESTON | GAS-GT | HOUSTON | 2021 | 60.5 | 44.5 | 44.5 | 44.5 | 44.5 | 44.5 | 44.5 | 44.5 | 44.5 | 44.5 | 44.5
330 | TOPAZ POWER PLANT U2 |  | TOPAZ_UNIT2 | GALVESTON | GAS-GT | HOUSTON | 2021 | 60.5 | 44.5 | 44.5 | 44.5 | 44.5 | 44.5 | 44.5 | 44.5 | 44.5 | 44.5 | 44.5
331 | TOPAZ POWER PLANT U3 |  | TOPAZ_UNIT3 | GALVESTON | GAS-GT | HOUSTON | 2021 | 60.5 | 44.5 | 44.5 | 44.5 | 44.5 | 44.5 | 44.5 | 44.5 | 44.5 | 44.5 | 44.5
332 | TOPAZ POWER PLANT U4 |  | TOPAZ_UNIT4 | GALVESTON | GAS-GT | HOUSTON | 2021 | 60.5 | 44.5 | 44.5 | 44.5 | 44.5 | 44.5 | 44.5 | 44.5 | 44.5 | 44.5 | 44.5
333 | TOPAZ POWER PLANT U5 |  | TOPAZ_UNIT5 | GALVESTON | GAS-GT | HOUSTON | 2021 | 60.5 | 44.5 | 44.5 | 44.5 | 44.5 | 44.5 | 44.5 | 44.5 | 44.5 | 44.5 | 44.5
334 | TOPAZ POWER PLANT U6 |  | TOPAZ_UNIT6 | GALVESTON | GAS-GT | HOUSTON | 2021 | 60.5 | 44.5 | 44.5 | 44.5 | 44.5 | 44.5 | 44.5 | 44.5 | 44.5 | 44.5 | 44.5
335 | TOPAZ POWER PLANT U7 |  | TOPAZ_UNIT7 | GALVESTON | GAS-GT | HOUSTON | 2021 | 60.5 | 44.5 | 44.5 | 44.5 | 44.5 | 44.5 | 44.5 | 44.5 | 44.5 | 44.5 | 44.5
336 | TOPAZ POWER PLANT U8 |  | TOPAZ_UNIT8 | GALVESTON | GAS-GT | HOUSTON | 2021 | 60.5 | 44.5 | 44.5 | 44.5 | 44.5 | 44.5 | 44.5 | 44.5 | 44.5 | 44.5 | 44.5
337 | TOPAZ POWER PLANT U9 |  | TOPAZ_UNIT9 | GALVESTON | GAS-GT | HOUSTON | 2021 | 60.5 | 44.5 | 44.5 | 44.5 | 44.5 | 44.5 | 44.5 | 44.5 | 44.5 | 44.5 | 44.5
338 | TOPAZ POWER PLANT U10 |  | TOPAZ_UNIT10 | GALVESTON | GAS-GT | HOUSTON | 2021 | 60.5 | 44.5 | 44.5 | 44.5 | 44.5 | 44.5 | 44.5 | 44.5 | 44.5 | 44.5 | 44.5
339 | V H BRAUNIG CTG 5 |  | BRAUNIG_VHB6CT5 | BEXAR | GAS-GT | SOUTH | 2009 | 64.5 | 48 | 48 | 48 | 48 | 48 | 48 | 48 | 48 | 48 | 48
340 | V H BRAUNIG CTG 6 |  | BRAUNIG_VHB6CT6 | BEXAR | GAS-GT | SOUTH | 2009 | 64.5 | 48 | 48 | 48 | 48 | 48 | 48 | 48 | 48 | 48 | 48
341 | V H BRAUNIG CTG 7 |  | BRAUNIG_VHB6CT7 | BEXAR | GAS-GT | SOUTH | 2009 | 64.5 | 48 | 48 | 48 | 48 | 48 | 48 | 48 | 48 | 48 | 48
342 | V H BRAUNIG CTG 8 |  | BRAUNIG_VHB6CT8 | BEXAR | GAS-GT | SOUTH | 2009 | 64.5 | 47 | 47 | 47 | 47 | 47 | 47 | 47 | 47 | 47 | 47
343 | V H BRAUNIG STG 1 |  | BRAUNIG_VHB1 | BEXAR | GAS-ST | SOUTH | 1966 | 225 | 217 | 217 | 217 | 217 | 217 | 217 | 217 | 217 | 217 | 217
344 | V H BRAUNIG STG 2 |  | BRAUNIG_VHB2 | BEXAR | GAS-ST | SOUTH | 1968 | 240 | 230 | 230 | 230 | 230 | 230 | 230 | 230 | 230 | 230 | 230
345 | V H BRAUNIG STG 3 |  | BRAUNIG_VHB3 | BEXAR | GAS-ST | SOUTH | 1970 | 420 | 412 | 412 | 412 | 412 | 412 | 412 | 412 | 412 | 412 | 412
346 | VICTORIA CITY (CITYVICT) CTG 1 |  | CITYVICT_CTG01 | VICTORIA | GAS-GT | SOUTH | 2020 | 60.5 | 44 | 44 | 44 | 44 | 44 | 44 | 44 | 44 | 44 | 44
347 | VICTORIA CITY (CITYVICT) CTG 2 |  | CITYVICT_CTG02 | VICTORIA | GAS-GT | SOUTH | 2020 | 60.5 | 44 | 44 | 44 | 44 | 44 | 44 | 44 | 44 | 44 | 44
348 | VICTORIA PORT (VICTPORT) CTG 1 |  | VICTPORT_CTG01 | VICTORIA | GAS-GT | SOUTH | 2019 | 60.5 | 44 | 44 | 44 | 44 | 44 | 44 | 44 | 44 | 44 | 44
349 | VICTORIA PORT (VICTPORT) CTG 2 |  | VICTPORT_CTG02 | VICTORIA | GAS-GT | SOUTH | 2019 | 60.5 | 44 | 44 | 44 | 44 | 44 | 44 | 44 | 44 | 44 | 44
350 | VICTORIA POWER CTG 6 |  | VICTORIA_VICTORG6 | VICTORIA | GAS-CC | SOUTH | 2009 | 196.86 | 160 | 160 | 160 | 160 | 160 | 160 | 160 | 160 | 160 | 160
351 | VICTORIA POWER STG 5 |  | VICTORIA_VICTORG5 | VICTORIA | GAS-CC | SOUTH | 2009 | 180.2 | 125 | 125 | 125 | 125 | 125 | 125 | 125 | 125 | 125 | 125
352 | W A PARISH CTG 1 |  | WAP_WAPGT_1 | FORT BEND | GAS-GT | HOUSTON | 1967 | 16.32 | 13 | 13 | 13 | 13 | 13 | 13 | 13 | 13 | 13 | 13
353 | W A PARISH STG 1 |  | WAP_WAP_G1 | FORT BEND | GAS-ST | HOUSTON | 1958 | 187.85 | 169 | 169 | 169 | 169 | 169 | 169 | 169 | 169 | 169 | 169
354 | W A PARISH STG 2 |  | WAP_WAP_G2 | FORT BEND | GAS-ST | HOUSTON | 1958 | 187.85 | 169 | 169 | 169 | 169 | 169 | 169 | 169 | 169 | 169 | 169
355 | W A PARISH STG 3 |  | WAP_WAP_G3 | FORT BEND | GAS-ST | HOUSTON | 1961 | 299.2 | 240 | 240 | 240 | 240 | 240 | 240 | 240 | 240 | 240 | 240
356 | W A PARISH STG 4 |  | WAP_WAP_G4 | FORT BEND | GAS-ST | HOUSTON | 1968 | 580.5 | 527 | 527 | 527 | 527 | 527 | 527 | 527 | 527 | 527 | 527
357 | WICHITA FALLS CTG 1 |  | WFCOGEN_UNIT1 | WICHITA | GAS-CC | WEST | 1987 | 20 | 20 | 20 | 20 | 20 | 20 | 20 | 20 | 20 | 20 | 20
358 | WICHITA FALLS CTG 2 |  | WFCOGEN_UNIT2 | WICHITA | GAS-CC | WEST | 1987 | 20 | 20 | 20 | 20 | 20 | 20 | 20 | 20 | 20 | 20 | 20
359 | WICHITA FALLS CTG 3 |  | WFCOGEN_UNIT3 | WICHITA | GAS-CC | WEST | 1987 | 20 | 20 | 20 | 20 | 20 | 20 | 20 | 20 | 20 | 20 | 20
360 | WICHITA FALLS STG 4 |  | WFCOGEN_UNIT4 | WICHITA | GAS-CC | WEST | 1987 | 20 | 17 | 17 | 17 | 17 | 17 | 17 | 17 | 17 | 17 | 17
361 | WINCHESTER POWER PARK CTG 1 |  | WIPOPA_WPP_G1 | FAYETTE | GAS-GT | SOUTH | 2009 | 60.5 | 44 | 44 | 44 | 44 | 44 | 44 | 44 | 44 | 44 | 44
362 | WINCHESTER POWER PARK CTG 2 |  | WIPOPA_WPP_G2 | FAYETTE | GAS-GT | SOUTH | 2009 | 60.5 | 44 | 44 | 44 | 44 | 44 | 44 | 44 | 44 | 44 | 44
363 | WINCHESTER POWER PARK CTG 3 |  | WIPOPA_WPP_G3 | FAYETTE | GAS-GT | SOUTH | 2009 | 60.5 | 44 | 44 | 44 | 44 | 44 | 44 | 44 | 44 | 44 | 44
364 | WINCHESTER POWER PARK CTG 4 |  | WIPOPA_WPP_G4 | FAYETTE | GAS-GT | SOUTH | 2009 | 60.5 | 44 | 44 | 44 | 44 | 44 | 44 | 44 | 44 | 44 | 44
365 | WISE-TRACTEBEL POWER CTG 1 | 20INR0286 | WCPP_CT1 | WISE | GAS-CC | NORTH | 2004 | 275 | 241.4 | 241.4 | 241.4 | 241.4 | 241.4 | 241.4 | 241.4 | 241.4 | 241.4 | 241.4
366 | WISE-TRACTEBEL POWER CTG 2 | 20INR0286 | WCPP_CT2 | WISE | GAS-CC | NORTH | 2004 | 275 | 241.4 | 241.4 | 241.4 | 241.4 | 241.4 | 241.4 | 241.4 | 241.4 | 241.4 | 241.4
367 | WISE-TRACTEBEL POWER STG 1 | 20INR0286 | WCPP_ST1 | WISE | GAS-CC | NORTH | 2004 | 290 | 298 | 298 | 298 | 298 | 298 | 298 | 298 | 298 | 298 | 298
368 | WOLF HOLLOW POWER CTG 1 |  | WHCCS_CT1 | HOOD | GAS-CC | NORTH | 2002 | 264.5 | 238.5 | 238.5 | 238.5 | 238.5 | 238.5 | 238.5 | 238.5 | 238.5 | 238.5 | 238.5
369 | WOLF HOLLOW POWER CTG 2 |  | WHCCS_CT2 | HOOD | GAS-CC | NORTH | 2002 | 264.5 | 230.5 | 230.5 | 230.5 | 230.5 | 230.5 | 230.5 | 230.5 | 230.5 | 230.5 | 230.5
370 | WOLF HOLLOW POWER STG |  | WHCCS_STG | HOOD | GAS-CC | NORTH | 2002 | 300 | 268 | 268 | 268 | 268 | 268 | 268 | 268 | 268 | 268 | 268
371 | WOLF HOLLOW 2 CTG 4 |  | WHCCS2_CT4 | HOOD | GAS-CC | NORTH | 2017 | 360 | 327.8 | 327.8 | 327.8 | 327.8 | 327.8 | 327.8 | 327.8 | 327.8 | 327.8 | 327.8
372 | WOLF HOLLOW 2 CTG 5 |  | WHCCS2_CT5 | HOOD | GAS-CC | NORTH | 2017 | 360 | 329.3 | 329.3 | 329.3 | 329.3 | 329.3 | 329.3 | 329.3 | 329.3 | 329.3 | 329.3
373 | WOLF HOLLOW 2 STG 6 |  | WHCCS2_STG6 | HOOD | GAS-CC | NORTH | 2017 | 511.2 | 458.3 | 458.3 | 458.3 | 458.3 | 458.3 | 458.3 | 458.3 | 458.3 | 458.3 | 458.3
374 | NACOGDOCHES POWER |  | NACPW_UNIT1 | NACOGDOCHES | BIOMASS | NORTH | 2012 | 116.45 | 105 | 105 | 105 | 105 | 105 | 105 | 105 | 105 | 105 | 105
375 | BIOENERGY AUSTIN-WALZEM RD LFG |  | DG_WALZE_4UNITS | BEXAR | BIOMASS | SOUTH | 2002 | 9.8 | 9.8 | 9.8 | 9.8 | 9.8 | 9.8 | 9.8 | 9.8 | 9.8 | 9.8 | 9.8
376 | BIOENERGY TEXAS-COVEL GARDENS LFG |  | DG_MEDIN_1UNIT | BEXAR | BIOMASS | SOUTH | 2005 | 9.6 | 9.6 | 9.6 | 9.6 | 9.6 | 9.6 | 9.6 | 9.6 | 9.6 | 9.6 | 9.6
377 | FARMERS BRANCH LANDFILL GAS TO ENERGY |  | DG_HBR_2UNITS | DENTON | BIOMASS | NORTH | 2011 | 3.2 | 3.2 | 3.2 | 3.2 | 3.2 | 3.2 | 3.2 | 3.2 | 3.2 | 3.2 | 3.2
378 | GRAND PRAIRIE LFG |  | DG_TRIRA_1UNIT | DALLAS | BIOMASS | NORTH | 2015 | 4 | 4 | 4 | 4 | 4 | 4 | 4 | 4 | 4 | 4 | 4
379 | NELSON GARDENS LFG |  | DG_78252_4UNITS | BEXAR | BIOMASS | SOUTH | 2013 | 4.2 | 4.2 | 4.2 | 4.2 | 4.2 | 4.2 | 4.2 | 4.2 | 4.2 | 4.2 | 4.2
380 | WM RENEWABLE-AUSTIN LFG |  | DG_SPRIN_4UNITS | TRAVIS | BIOMASS | SOUTH | 2007 | 6.4 | 6.4 | 6.4 | 6.4 | 6.4 | 6.4 | 6.4 | 6.4 | 6.4 | 6.4 | 6.4
381 | WM RENEWABLE-BIOENERGY PARTNERS LFG |  | DG_BIOE_2UNITS | DENTON | BIOMASS | NORTH | 1988 | 6.2 | 6.2 | 6.2 | 6.2 | 6.2 | 6.2 | 6.2 | 6.2 | 6.2 | 6.2 | 6.2
382 | WM RENEWABLE-DFW GAS RECOVERY LFG |  | DG_BIO2_4UNITS | DENTON | BIOMASS | NORTH | 2009 | 6.4 | 6.4 | 6.4 | 6.4 | 6.4 | 6.4 | 6.4 | 6.4 | 6.4 | 6.4 | 6.4
383 | WM RENEWABLE-MESQUITE CREEK LFG |  | DG_FREIH_2UNITS | COMAL | BIOMASS | SOUTH | 2011 | 3.2 | 3.2 | 3.2 | 3.2 | 3.2 | 3.2 | 3.2 | 3.2 | 3.2 | 3.2 | 3.2
384 | WM RENEWABLE-WESTSIDE LFG |  | DG_WSTHL_3UNITS | PARKER | BIOMASS | NORTH | 2010 | 4.8 | 4.8 | 4.8 | 4.8 | 4.8 | 4.8 | 4.8 | 4.8 | 4.8 | 4.8 | 4.8
385 | Operational Capacity Total (Nuclear, Coal, Gas, Biomass) | [6 empty] | 73193.33 | 65218.6 | 65218.6 | 65218.6 | 65218.6 | 65218.6 | 65218.6 | 65218.6 | 65218.6 | 65218.6 | 65218.6
386
387 | Operational Resources - Synchronized but not Approved for Commercial Operations (Thermal)
388 | BRANDON (LP&L) (DGR) | 21INR0201 | BRANDON_UNIT1 | LUBBOCK | GAS-GT | PANHANDLE | 2021 | 25 | 20 | 20 | 20 | 20 | 20 | 20 | 20 | 20 | 20 | 20
389 | R MASSENGALE CTG 1 (LP&L) | 21INR0202 | MASSENGL_G6 | LUBBOCK | GAS-CC | PANHANDLE | 2021 | 20 | 18 | 18 | 18 | 18 | 18 | 18 | 18 | 18 | 18 | 18
390 | R MASSENGALE CTG 2 (LP&L) | 21INR0202 | MASSENGL_G7 | LUBBOCK | GAS-CC | PANHANDLE | 2021 | 20 | 18 | 18 | 18 | 18 | 18 | 18 | 18 | 18 | 18 | 18
391 | R MASSENGALE STG (LP&L) | 21INR0202 | MASSENGL_G8 | LUBBOCK | GAS-CC | PANHANDLE | 2021 | 58.9 | 38 | 38 | 38 | 38 | 38 | 38 | 38 | 38 | 38 | 38
392 | TY COOKE CTG 1 (LP&L) | 21INR0506 | TY_COOKE_GT2 | LUBBOCK | GAS-GT | PANHANDLE | 2021 | 18.7 | 14 | 14 | 14 | 14 | 14 | 14 | 14 | 14 | 14 | 14
393 | TY COOKE CTG 2 (LP&L) | 21INR0506 | TY_COOKE_GT3 | LUBBOCK | GAS-GT | PANHANDLE | 2021 | 26.6 | 17 | 17 | 17 | 17 | 17 | 17 | 17 | 17 | 17 | 17
394 | Operational Capacity - Synchronized but not Approved for Commercial Operations Total (Nuclear, Coal, Gas, Biomass) | [6 empty] | 169.2 | 125 | 125 | 125 | 125 | 125 | 125 | 125 | 125 | 125 | 125
395
396 | Operational Capacity Thermal Unavailable due to Extended Outage or Derate |  | THERMAL_UNAVAIL |  |  |  |  | 0 | 0 | 0 | 0 | 0 | 0 | 0 | 0 | 0 | 0 | 0
397 | Operational Capacity Thermal Total |  | THERMAL_OPERATIONAL |  |  |  |  | 73362.53 | 65343.6 | 65343.6 | 65343.6 | 65343.6 | 65343.6 | 65343.6 | 65343.6 | 65343.6 | 65343.6 | 65343.6
398
399 | Operational Resources (Hydro)
400 | AMISTAD HYDRO 1 |  | AMISTAD_AMISTAG1 | VAL VERDE | HYDRO | WEST | 1983 | 34.7 | 37.9 | 37.9 | 37.9 | 37.9 | 37.9 | 37.9 | 37.9 | 37.9 | 37.9 | 37.9
401 | AMISTAD HYDRO 2 |  | AMISTAD_AMISTAG2 | VAL VERDE | HYDRO | WEST | 1983 | 34.7 | 37.9 | 37.9 | 37.9 | 37.9 | 37.9 | 37.9 | 37.9 | 37.9 | 37.9 | 37.9
402 | AUSTIN HYDRO 1 |  | AUSTPL_AUSTING1 | TRAVIS | HYDRO | SOUTH | 1940 | 9 | 8 | 8 | 8 | 8 | 8 | 8 | 8 | 8 | 8 | 8
403 | AUSTIN HYDRO 2 |  | AUSTPL_AUSTING2 | TRAVIS | HYDRO | SOUTH | 1940 | 9 | 9 | 9 | 9 | 9 | 9 | 9 | 9 | 9 | 9 | 9
404 | BUCHANAN HYDRO 1 |  | BUCHAN_BUCHANG1 | LLANO | HYDRO | SOUTH | 1938 | 18.3 | 16 | 16 | 16 | 16 | 16 | 16 | 16 | 16 | 16 | 16
405 | BUCHANAN HYDRO 2 |  | BUCHAN_BUCHANG2 | LLANO | HYDRO | SOUTH | 1938 | 18.3 | 16 | 16 | 16 | 16 | 16 | 16 | 16 | 16 | 16 | 16
406 | BUCHANAN HYDRO 3 |  | BUCHAN_BUCHANG3 | LLANO | HYDRO | SOUTH | 1950 | 18.3 | 17 | 17 | 17 | 17 | 17 | 17 | 17 | 17 | 17 | 17
407 | DENISON DAM 1 |  | DNDAM_DENISOG1 | GRAYSON | HYDRO | NORTH | 1944 | 50.8 | 49.5 | 49.5 | 49.5 | 49.5 | 49.5 | 49.5 | 49.5 | 49.5 | 49.5 | 49.5
408 | DENISON DAM 2 |  | DNDAM_DENISOG2 | GRAYSON | HYDRO | NORTH | 1948 | 50.8 | 49.5 | 49.5 | 49.5 | 49.5 | 49.5 | 49.5 | 49.5 | 49.5 | 49.5 | 49.5
409 | EAGLE PASS HYDRO |  | EAGLE_HY_EAGLE_HY1 | MAVERICK | HYDRO | SOUTH | 2005 | 9.6 | 9.6 | 9.6 | 9.6 | 9.6 | 9.6 | 9.6 | 9.6 | 9.6 | 9.6 | 9.6
410 | FALCON HYDRO 1 |  | FALCON_FALCONG1 | STARR | HYDRO | SOUTH | 1954 | 10.5 | 12 | 12 | 12 | 12 | 12 | 12 | 12 | 12 | 12 | 12
411 | FALCON HYDRO 2 |  | FALCON_FALCONG2 | STARR | HYDRO | SOUTH | 1954 | 10.5 | 12 | 12 | 12 | 12 | 12 | 12 | 12 | 12 | 12 | 12
412 | FALCON HYDRO 3 |  | FALCON_FALCONG3 | STARR | HYDRO | SOUTH | 1954 | 10.5 | 12 | 12 | 12 | 12 | 12 | 12 | 12 | 12 | 12 | 12
413 | GRANITE SHOALS HYDRO 1 |  | WIRTZ_WIRTZ_G1 | BURNET | HYDRO | SOUTH | 1951 | 27 | 29 | 29 | 29 | 29 | 29 | 29 | 29 | 29 | 29 | 29
414 | GRANITE SHOALS HYDRO 2 |  | WIRTZ_WIRTZ_G2 | BURNET | HYDRO | SOUTH | 1951 | 27 | 29 | 29 | 29 | 29 | 29 | 29 | 29 | 29 | 29 | 29
415 | GUADALUPE BLANCO RIVER AUTH-CANYON |  | CANYHY_CANYHYG1 | COMAL | HYDRO | SOUTH | 1989 | 6 | 6 | 6 | 6 | 6 | 6 | 6 | 6 | 6 | 6 | 6
416 | INKS HYDRO 1 |  | INKSDA_INKS_G1 | LLANO | HYDRO | SOUTH | 1938 | 15 | 14 | 14 | 14 | 14 | 14 | 14 | 14 | 14 | 14 | 14
417 | MARBLE FALLS HYDRO 1 |  | MARBFA_MARBFAG1 | BURNET | HYDRO | SOUTH | 1951 | 19.8 | 21 | 21 | 21 | 21 | 21 | 21 | 21 | 21 | 21 | 21
418 | MARBLE FALLS HYDRO 2 |  | MARBFA_MARBFAG2 | BURNET | HYDRO | SOUTH | 1951 | 19.8 | 20 | 20 | 20 | 20 | 20 | 20 | 20 | 20 | 20 | 20
419 | MARSHALL FORD HYDRO 1 |  | MARSFO_MARSFOG1 | TRAVIS | HYDRO | SOUTH | 1941 | 36 | 36 | 36 | 36 | 36 | 36 | 36 | 36 | 36 | 36 | 36
420 | MARSHALL FORD HYDRO 2 |  | MARSFO_MARSFOG2 | TRAVIS | HYDRO | SOUTH | 1941 | 36 | 36 | 36 | 36 | 36 | 36 | 36 | 36 | 36 | 36 | 36
421 | MARSHALL FORD HYDRO 3 |  | MARSFO_MARSFOG3 | TRAVIS | HYDRO | SOUTH | 1941 | 36 | 36 | 36 | 36 | 36 | 36 | 36 | 36 | 36 | 36 | 36
422 | WHITNEY DAM HYDRO |  | WND_WHITNEY1 | BOSQUE | HYDRO | NORTH | 1953 | 21 | 22 | 22 | 22 | 22 | 22 | 22 | 22 | 22 | 22 | 22
423 | WHITNEY DAM HYDRO 2 |  | WND_WHITNEY2 | BOSQUE | HYDRO | NORTH | 1953 | 21 | 22 | 22 | 22 | 22 | 22 | 22 | 22 | 22 | 22 | 22
424 | Operational Capacity Total (Hydro) | [6 empty] | 549.6 | 557.4 | 557.4 | 557.4 | 557.4 | 557.4 | 557.4 | 557.4 | 557.4 | 557.4 | 557.4
425 | Hydro Capacity Contribution (Top 20 Hours) |  | HYDRO_CAP_CONT |  |  |  |  | 549.6 | 468 | 468 | 468 | 468 | 468 | 468 | 468 | 468 | 468 | 468
426
427 | Operational Hydro Resources, Settlement Only Distributed Generators (SODGs)
428 | ARLINGTON OUTLET HYDROELECTRIC FACILITY |  | DG_OAKHL_1UNIT | TARRANT | HYDRO | NORTH | 2014 | 1.4 | 1.4 | 1.4 | 1.4 | 1.4 | 1.4 | 1.4 | 1.4 | 1.4 | 1.4 | 1.4
429 | GUADALUPE BLANCO RIVER AUTH-LAKEWOOD TAP |  | DG_LKWDTP_2UNITS | GONZALES | HYDRO | SOUTH | 1931 | 4.8 | 4.8 | 4.8 | 4.8 | 4.8 | 4.8 | 4.8 | 4.8 | 4.8 | 4.8 | 4.8
430 | GUADALUPE BLANCO RIVER AUTH-MCQUEENEY |  | DG_MCQUE_5UNITS | GUADALUPE | HYDRO | SOUTH | 1928 | 7.7 | 7.7 | 7.7 | 7.7 | 7.7 | 7.7 | 7.7 | 7.7 | 7.7 | 7.7 | 7.7
431 | GUADALUPE BLANCO RIVER AUTH-SCHUMANSVILLE |  | DG_SCHUM_2UNITS | GUADALUPE | HYDRO | SOUTH | 1928 | 3.6 | 3.6 | 3.6 | 3.6 | 3.6 | 3.6 | 3.6 | 3.6 | 3.6 | 3.6 | 3.6
432 | LEWISVILLE HYDRO-CITY OF GARLAND |  | DG_LWSVL_1UNIT | DENTON | HYDRO | NORTH | 1991 | 2.2 | 2.2 | 2.2 | 2.2 | 2.2 | 2.2 | 2.2 | 2.2 | 2.2 | 2.2 | 2.2
433 | Operational Hydro Resources Total, Settlement Only Distributed Generators (SODGs) | [6 empty] | 19.7 | 19.7 | 19.7 | 19.7 | 19.7 | 19.7 | 19.7 | 19.7 | 19.7 | 19.7 | 19.7
434 | Hydro SODG Capacity Contribution (Highest 20 Peak Load Hours) |  | DG_HYDRO_CAP_CONT |  |  |  |  | 19.7 | 16.5404 | 16.5404 | 16.5404 | 16.5404 | 16.5404 | 16.5404 | 16.5404 | 16.5404 | 16.5404 | 16.5404
435
436 | Operational Capacity Hydroelectric Unavailable due to Extended Outage or Derate |  | HYDRO_UNAVAIL |  |  |  |  | -6 | -5.0377 | -5.0377 | -5.0377 | -5.0377 | -5.0377 | -5.0377 | -5.0377 | -5.0377 | -5.0377 | -5.0377
437 | Operational Capacity Hydroelectric Total |  | HYDRO_OPERATIONAL |  |  |  |  | 563.3 | 479.5027 | 479.5027 | 479.5027 | 479.5027 | 479.5027 | 479.5027 | 479.5027 | 479.5027 | 479.5027 | 479.5027
438
439 | Operational Resources (Switchable)
440 | ANTELOPE IC 1 |  | AEEC_ANTLP_1 | HALE | GAS-IC | PANHANDLE | 2016 | 56.04 | 54 | 54 | 54 | 54 | 54 | 54 | 54 | 54 | 54 | 54
441 | ANTELOPE IC 2 |  | AEEC_ANTLP_2 | HALE | GAS-IC | PANHANDLE | 2016 | 56.04 | 54 | 54 | 54 | 54 | 54 | 54 | 54 | 54 | 54 | 54
442 | ANTELOPE IC 3 |  | AEEC_ANTLP_3 | HALE | GAS-IC | PANHANDLE | 2016 | 56.04 | 54 | 54 | 54 | 54 | 54 | 54 | 54 | 54 | 54 | 54
443 | ELK STATION CTG 1 |  | AEEC_ELK_1 | HALE | GAS-GT | PANHANDLE | 2016 | 202 | 190 | 190 | 190 | 190 | 190 | 190 | 190 | 190 | 190 | 190
444 | ELK STATION CTG 2 |  | AEEC_ELK_2 | HALE | GAS-GT | PANHANDLE | 2016 | 202 | 190 | 190 | 190 | 190 | 190 | 190 | 190 | 190 | 190 | 190
445 | TENASKA FRONTIER STATION CTG 1 |  | FTR_FTR_G1 | GRIMES | GAS-CC | NORTH | 2000 | 185 | 160 | 160 | 160 | 160 | 160 | 160 | 160 | 160 | 160 | 160
446 | TENASKA FRONTIER STATION CTG 2 |  | FTR_FTR_G2 | GRIMES | GAS-CC | NORTH | 2000 | 185 | 160 | 160 | 160 | 160 | 160 | 160 | 160 | 160 | 160 | 160
447 | TENASKA FRONTIER STATION CTG 3 |  | FTR_FTR_G3 | GRIMES | GAS-CC | NORTH | 2000 | 185 | 160 | 160 | 160 | 160 | 160 | 160 | 160 | 160 | 160 | 160
448 | TENASKA FRONTIER STATION STG 4 |  | FTR_FTR_G4 | GRIMES | GAS-CC | NORTH | 2000 | 400 | 400 | 400 | 400 | 400 | 400 | 400 | 400 | 400 | 400 | 400
449 | TENASKA GATEWAY STATION CTG 1 |  | TGCCS_CT1 | RUSK | GAS-CC | NORTH | 2001 | 179 | 156 | 156 | 156 | 156 | 156 | 156 | 156 | 156 | 156 | 156
450 | TENASKA GATEWAY STATION CTG 2 |  | TGCCS_CT2 | RUSK | GAS-CC | NORTH | 2001 | 179 | 135 | 135 | 135 | 135 | 135 | 135 | 135 | 135 | 135 | 135
451 | TENASKA GATEWAY STATION CTG 3 |  | TGCCS_CT3 | RUSK | GAS-CC | NORTH | 2001 | 179 | 153 | 153 | 153 | 153 | 153 | 153 | 153 | 153 | 153 | 153
452 | TENASKA GATEWAY STATION STG 4 |  | TGCCS_UNIT4 | RUSK | GAS-CC | NORTH | 2001 | 400 | 402 | 402 | 402 | 402 | 402 | 402 | 402 | 402 | 402 | 402
453 | TENASKA KIAMICHI STATION 1CT101 |  | KMCHI_1CT101 | FANNIN | GAS-CC | NORTH | 2003 | 185 | 151 | 151 | 151 | 151 | 151 | 151 | 151 | 151 | 151 | 151
454 | TENASKA KIAMICHI STATION 1CT201 |  | KMCHI_1CT201 | FANNIN | GAS-CC | NORTH | 2003 | 185 | 148 | 148 | 148 | 148 | 148 | 148 | 148 | 148 | 148 | 148
455 | TENASKA KIAMICHI STATION 1ST |  | KMCHI_1ST | FANNIN | GAS-CC | NORTH | 2003 | 318 | 310 | 310 | 310 | 310 | 310 | 310 | 310 | 310 | 310 | 310
456 | TENASKA KIAMICHI STATION 2CT101 |  | KMCHI_2CT101 | FANNIN | GAS-CC | NORTH | 2003 | 185 | 150 | 150 | 150 | 150 | 150 | 150 | 150 | 150 | 150 | 150
457 | TENASKA KIAMICHI STATION 2CT201 |  | KMCHI_2CT201 | FANNIN | GAS-CC | NORTH | 2003 | 185 | 152 | 152 | 152 | 152 | 152 | 152 | 152 | 152 | 152 | 152
458 | TENASKA KIAMICHI STATION 2ST |  | KMCHI_2ST | FANNIN | GAS-CC | NORTH | 2003 | 318 | 311 | 311 | 311 | 311 | 311 | 311 | 311 | 311 | 311 | 311
459 | Switchable Capacity Total | [6 empty] | 3840.12 | 3490 | 3490 | 3490 | 3490 | 3490 | 3490 | 3490 | 3490 | 3490 | 3490
460
461 | Switchable Capacity Unavailable to ERCOT
462 | ANTELOPE IC 1 |  | AEEC_ANTLP_1_UNAVAIL | HALE | GAS-IC | PANHANDLE | 2017 | -56 | -54 | -54 | -54 | -54 | -54 | -54 | -54 | -54 | -54 | -54
463 | ANTELOPE IC 2 |  | AEEC_ANTLP_2_UNAVAIL | HALE | GAS-IC | PANHANDLE | 2017 | -56 | -54 | -54 | -54 | -54 | -54 | -54 | -54 | -54 | -54 | -54
464 | ANTELOPE IC 3 |  | AEEC_ANTLP_3_UNAVAIL | HALE | GAS-IC | PANHANDLE | 2017 | -56 | -54 | -54 | -54 | -54 | -54 | -54 | -54 | -54 | -54 | -54
465 | ELK STATION CTG 1 |  | AEEC_ELK_1_UNAVAIL | HALE | GAS-GT | PANHANDLE | 2017 | -202 | -190 | -190 | -190 | -190 | -190 | -190 | -190 | -190 | -190 | -190
466 | ELK STATION CTG 2 |  | AEEC_ELK_2_UNAVAIL | HALE | GAS-GT | PANHANDLE | 2017 | -202 | -190 | -190 | -190 | -190 | -190 | -190 | -190 | -190 | -190 | -190
467 | Switchable Capacity Unavailable to ERCOT Total | [6 empty] | -572 | -542 | -542 | -542 | -542 | -542 | -542 | -542 | -542 | -542 | -542
468
469 | Available Mothball Capacity based on Owner's Return Probability |  | MOTH_AVAIL |  | GAS-ST |  |  | 144.8 | 135.5 | 135.5 | 135.5 | 135.5 | 135.5 | 135.5 | 135.5 | 135.5 | 135.5 | 135.5
470
471 | Private-Use Network Capacity Contribution (Top 20 Hours) |  | PUN_CAP_CONT |  | GAS |  |  | 9575 | 2943 | 2943 | 2943 | 2943 | 2943 | 2943 | 2943 | 2943 | 2943 | 2943
472 | Private-Use Network Forecast Adjustment (per Protocol 10.3.2.4) |  | PUN_CAP_ADJUST |  | GAS |  |  |  | -145 | -145 | -145 | -145 | -150 | -150 | -150 | -150 | -150 | -150
473
474 | Operational Resources (Wind)
475 | WESTERN TRAIL WIND (AJAX WIND) U1 |  | AJAXWIND_UNIT1 | WILBARGER | WIND-O | WEST | 2022 | 225.6 | 225.6 | 225.6 | 225.6 | 225.6 | 225.6 | 225.6 | 225.6 | 225.6 | 225.6 | 225.6
476 | WESTERN TRAIL WIND (AJAX WIND) U2 |  | AJAXWIND_UNIT2 | WILBARGER | WIND-O | WEST | 2022 | 141 | 141 | 141 | 141 | 141 | 141 | 141 | 141 | 141 | 141 | 141
477 | AMADEUS WIND 1 U1 |  | AMADEUS1_UNIT1 | FISHER | WIND-O | WEST | 2021 | 36.7 | 36.7 | 36.7 | 36.7 | 36.7 | 36.7 | 36.7 | 36.7 | 36.7 | 36.7 | 36.7
478 | AMADEUS WIND 1 U2 |  | AMADEUS1_UNIT2 | FISHER | WIND-O | WEST | 2021 | 35.8 | 35.8 | 35.8 | 35.8 | 35.8 | 35.8 | 35.8 | 35.8 | 35.8 | 35.8 | 35.8
479 | AMADEUS WIND 2 U1 |  | AMADEUS2_UNIT3 | FISHER | WIND-O | WEST | 2021 | 177.7 | 177.7 | 177.7 | 177.7 | 177.7 | 177.7 | 177.7 | 177.7 | 177.7 | 177.7 | 177.7
480 | ANACACHO WIND |  | ANACACHO_ANA | KINNEY | WIND-O | SOUTH | 2012 | 99.83 | 99.8 | 99.8 | 99.8 | 99.8 | 99.8 | 99.8 | 99.8 | 99.8 | 99.8 | 99.8
481 | AVIATOR WIND U1 |  | AVIATOR_UNIT1 | COKE | WIND-O | WEST | 2021 | 180.12 | 180.1 | 180.1 | 180.1 | 180.1 | 180.1 | 180.1 | 180.1 | 180.1 | 180.1 | 180.1
482 | AVIATOR WIND U2 |  | AVIATOR_UNIT2 | COKE | WIND-O | WEST | 2021 | 145.64 | 145.6 | 145.6 | 145.6 | 145.6 | 145.6 | 145.6 | 145.6 | 145.6 | 145.6 | 145.6
483 | AVIATOR WIND U3 |  | DEWOLF_UNIT1 | COKE | WIND-O | WEST | 2021 | 199.26 | 199.3 | 199.3 | 199.3 | 199.3 | 199.3 | 199.3 | 199.3 | 199.3 | 199.3 | 199.3
484 | BAFFIN WIND UNIT1 |  | BAFFIN_UNIT1 | KENEDY | WIND-C | COASTAL | 2016 | 100 | 100 | 100 | 100 | 100 | 100 | 100 | 100 | 100 | 100 | 100
485 | BAFFIN WIND UNIT2 |  | BAFFIN_UNIT2 | KENEDY | WIND-C | COASTAL | 2016 | 102 | 102 | 102 | 102 | 102 | 102 | 102 | 102 | 102 | 102 | 102
486 | BARROW RANCH (JUMBO HILL WIND) 1 |  | BARROW_UNIT1 | ANDREWS | WIND-O | WEST | 2021 | 90.2 | 90.2 | 90.2 | 90.2 | 90.2 | 90.2 | 90.2 | 90.2 | 90.2 | 90.2 | 90.2
487 | BARROW RANCH (JUMBO HILL WIND) 2 |  | BARROW_UNIT2 | ANDREWS | WIND-O | WEST | 2021 | 70.5 | 70.5 | 70.5 | 70.5 | 70.5 | 70.5 | 70.5 | 70.5 | 70.5 | 70.5 | 70.5
488 | BARTON CHAPEL WIND |  | BRTSW_BCW1 | JACK | WIND-O | NORTH | 2007 | 120 | 120 | 120 | 120 | 120 | 120 | 120 | 120 | 120 | 120 | 120
489 | BLUE SUMMIT WIND 1 A | 22INR0550 | BLSUMMIT_BLSMT1_5 | WILBARGER | WIND-O | WEST | 2013 | 9 | 8.8 | 8.8 | 8.8 | 8.8 | 8.8 | 8.8 | 8.8 | 8.8 | 8.8 | 8.8
490 | BLUE SUMMIT WIND 1 B | 22INR0550 | BLSUMMIT_BLSMT1_6 | WILBARGER | WIND-O | WEST | 2013 | 126.4 | 124.3 | 124.3 | 124.3 | 124.3 | 124.3 | 124.3 | 124.3 | 124.3 | 124.3 | 124.3
491 | BLUE SUMMIT WIND 2 A |  | BLSUMMIT_UNIT2_25 | WILBARGER | WIND-O | WEST | 2020 | 92.5 | 89.7 | 89.7 | 89.7 | 89.7 | 89.7 | 89.7 | 89.7 | 89.7 | 89.7 | 89.7
492 | BLUE SUMMIT WIND 2 B |  | BLSUMMIT_UNIT2_17 | WILBARGER | WIND-O | WEST | 2020 | 6.86 | 6.7 | 6.7 | 6.7 | 6.7 | 6.7 | 6.7 | 6.7 | 6.7 | 6.7 | 6.7
493 | BLUE SUMMIT WIND 3 A |  | BLSUMIT3_UNIT_17 | WILBARGER | WIND-O | WEST | 2020 | 13.7 | 13.4 | 13.4 | 13.4 | 13.4 | 13.4 | 13.4 | 13.4 | 13.4 | 13.4 | 13.4
494 | BLUE SUMMIT WIND 3 B |  | BLSUMIT3_UNIT_25 | WILBARGER | WIND-O | WEST | 2020 | 186.5 | 182.4 | 182.4 | 182.4 | 182.4 | 182.4 | 182.4 | 182.4 | 182.4 | 182.4 | 182.4
495 | BOBCAT BLUFF WIND |  | BCATWIND_WIND_1 | ARCHER | WIND-O | WEST | 2020 | 162 | 162 | 162 | 162 | 162 | 162 | 162 | 162 | 162 | 162 | 162
496 | BRISCOE WIND |  | BRISCOE_WIND | BRISCOE | WIND-P | PANHANDLE | 2015 | 149.85 | 149.8 | 149.8 | 149.8 | 149.8 | 149.8 | 149.8 | 149.8 | 149.8 | 149.8 | 149.8
497 | BRUENNING'S BREEZE A |  | BBREEZE_UNIT1 | WILLACY | WIND-C | COASTAL | 2017 | 120 | 120 | 120 | 120 | 120 | 120 | 120 | 120 | 120 | 120 | 120
498 | BRUENNING'S BREEZE B |  | BBREEZE_UNIT2 | WILLACY | WIND-C | COASTAL | 2017 | 108 | 108 | 108 | 108 | 108 | 108 | 108 | 108 | 108 | 108 | 108
499 | BUCKTHORN WIND 1 A |  | BUCKTHRN_UNIT1 | ERATH | WIND-O | NORTH | 2017 | 44.9 | 44.9 | 44.9 | 44.9 | 44.9 | 44.9 | 44.9 | 44.9 | 44.9 | 44.9 | 44.9
500 | BUCKTHORN WIND 1 B |  | BUCKTHRN_UNIT2 | ERATH | WIND-O | NORTH | 2017 | 55.7 | 55.7 | 55.7 | 55.7 | 55.7 | 55.7 | 55.7 | 55.7 | 55.7 | 55.7 | 55.7
501 | BUFFALO GAP WIND 1 |  | BUFF_GAP_UNIT1 | TAYLOR | WIND-O | WEST | 2006 | 120.6 | 120.6 | 120.6 | 120.6 | 120.6 | 120.6 | 120.6 | 120.6 | 120.6 | 120.6 | 120.6
502 | BUFFALO GAP WIND 2_1 |  | BUFF_GAP_UNIT2_1 | TAYLOR | WIND-O | WEST | 2007 | 115.5 | 115.5 | 115.5 | 115.5 | 115.5 | 115.5 | 115.5 | 115.5 | 115.5 | 115.5 | 115.5
503 | BUFFALO GAP WIND 2_2 |  | BUFF_GAP_UNIT2_2 | TAYLOR | WIND-O | WEST | 2007 | 117 | 117 | 117 | 117 | 117 | 117 | 117 | 117 | 117 | 117 | 117
504 | BUFFALO GAP WIND 3 |  | BUFF_GAP_UNIT3 | TAYLOR | WIND-O | WEST | 2008 | 170.2 | 170.2 | 170.2 | 170.2 | 170.2 | 170.2 | 170.2 | 170.2 | 170.2 | 170.2 | 170.2
505 | BULL CREEK WIND U1 |  | BULLCRK_WND1 | BORDEN | WIND-O | WEST | 2009 | 89 | 88 | 88 | 88 | 88 | 88 | 88 | 88 | 88 | 88 | 88
506 | BULL CREEK WIND U2 |  | BULLCRK_WND2 | BORDEN | WIND-O | WEST | 2009 | 91 | 90 | 90 | 90 | 90 | 90 | 90 | 90 | 90 | 90 | 90
507 | CABEZON WIND (RIO BRAVO I WIND) 1 A |  | CABEZON_WIND1 | STARR | WIND-O | SOUTH | 2019 | 115.2 | 115.2 | 115.2 | 115.2 | 115.2 | 115.2 | 115.2 | 115.2 | 115.2 | 115.2 | 115.2
508 | CABEZON WIND (RIO BRAVO I WIND) 1 B |  | CABEZON_WIND2 | STARR | WIND-O | SOUTH | 2019 | 122.4 | 122.4 | 122.4 | 122.4 | 122.4 | 122.4 | 122.4 | 122.4 | 122.4 | 122.4 | 122.4
509 | CACTUS FLATS WIND U1 |  | CFLATS_U1 | CONCHO | WIND-O | WEST | 2022 | 148.4 | 148.4 | 148.4 | 148.4 | 148.4 | 148.4 | 148.4 | 148.4 | 148.4 | 148.4 | 148.4
510 | CALLAHAN WIND |  | CALLAHAN_WND1 | CALLAHAN | WIND-O | WEST | 2004 | 123.1 | 123.1 | 123.1 | 123.1 | 123.1 | 123.1 | 123.1 | 123.1 | 123.1 | 123.1 | 123.1
511 | CAMERON COUNTY WIND |  | CAMWIND_UNIT1 | CAMERON | WIND-C | COASTAL | 2016 | 165 | 165 | 165 | 165 | 165 | 165 | 165 | 165 | 165 | 165 | 165
512 | CAMP SPRINGS WIND 1 |  | CSEC_CSECG1 | SCURRY | WIND-O | WEST | 2007 | 134.42 | 130.5 | 130.5 | 130.5 | 130.5 | 130.5 | 130.5 | 130.5 | 130.5 | 130.5 | 130.5
513 | CAMP SPRINGS WIND 2 |  | CSEC_CSECG2 | SCURRY | WIND-O | WEST | 2007 | 123.6 | 120 | 120 | 120 | 120 | 120 | 120 | 120 | 120 | 120 | 120
514 | CANADIAN BREAKS WIND |  | CN_BRKS_UNIT_1 | OLDHAM | WIND-P | PANHANDLE | 2019 | 210.1 | 210.1 | 210.1 | 210.1 | 210.1 | 210.1 | 210.1 | 210.1 | 210.1 | 210.1 | 210.1
515 | CAPRICORN RIDGE WIND 1 | 17INR0054 | CAPRIDGE_CR1 | STERLING | WIND-O | WEST | 2007 | 231.7 | 231.7 | 231.7 | 231.7 | 231.7 | 231.7 | 231.7 | 231.7 | 231.7 | 231.7 | 231.7
516 | CAPRICORN RIDGE WIND 2 | 17INR0054 | CAPRIDGE_CR2 | STERLING | WIND-O | WEST | 2007 | 149.5 | 149.5 | 149.5 | 149.5 | 149.5 | 149.5 | 149.5 | 149.5 | 149.5 | 149.5 | 149.5
517 | CAPRICORN RIDGE WIND 3 | 17INR0054 | CAPRIDGE_CR3 | STERLING | WIND-O | WEST | 2008 | 200.9 | 200.9 | 200.9 | 200.9 | 200.9 | 200.9 | 200.9 | 200.9 | 200.9 | 200.9 | 200.9
518 | CAPRICORN RIDGE WIND 4 | 17INR0061 | CAPRIDG4_CR4 | STERLING | WIND-O | WEST | 2008 | 121.5 | 121.5 | 121.5 | 121.5 | 121.5 | 121.5 | 121.5 | 121.5 | 121.5 | 121.5 | 121.5
519 | CEDRO HILL WIND 1 |  | CEDROHIL_CHW1 | WEBB | WIND-O | SOUTH | 2010 | 75 | 75 | 75 | 75 | 75 | 75 | 75 | 75 | 75 | 75 | 75
520 | CEDRO HILL WIND 2 |  | CEDROHIL_CHW2 | WEBB | WIND-O | SOUTH | 2010 | 75 | 75 | 75 | 75 | 75 | 75 | 75 | 75 | 75 | 75 | 75
521 | CHALUPA WIND |  | CHALUPA_UNIT1 | CAMERON | WIND-C | COASTAL | 2021 | 173.25 | 173.3 | 173.3 | 173.3 | 173.3 | 173.3 | 173.3 | 173.3 | 173.3 | 173.3 | 173.3
522 | CHAMPION WIND |  | CHAMPION_UNIT1 | NOLAN | WIND-O | WEST | 2008 | 126.5 | 126.5 | 126.5 | 126.5 | 126.5 | 126.5 | 126.5 | 126.5 | 126.5 | 126.5 | 126.5
523 | CHAPMAN RANCH WIND IA (SANTA CRUZ) |  | SANTACRU_UNIT1 | NUECES | WIND-C | COASTAL | 2017 | 150.6 | 150.6 | 150.6 | 150.6 | 150.6 | 150.6 | 150.6 | 150.6 | 150.6 | 150.6 | 150.6
524 | CHAPMAN RANCH WIND IB (SANTA CRUZ) |  | SANTACRU_UNIT2 | NUECES | WIND-C | COASTAL | 2017 | 98.4 | 98.4 | 98.4 | 98.4 | 98.4 | 98.4 | 98.4 | 98.4 | 98.4 | 98.4 | 98.4
525 | COTTON PLAINS WIND |  | COTPLNS_COTTONPL | FLOYD | WIND-P | PANHANDLE | 2017 | 50.4 | 50.4 | 50.4 | 50.4 | 50.4 | 50.4 | 50.4 | 50.4 | 50.4 | 50.4 | 50.4
526 | CRANELL WIND |  | CRANELL_UNIT1 | REFUGIO | WIND-C | COASTAL | 2022 | 220 | 220 | 220 | 220 | 220 | 220 | 220 | 220 | 220 | 220 | 220
527 | DERMOTT WIND 1_1 |  | DERMOTT_UNIT1 | SCURRY | WIND-O | WEST | 2017 | 126.5 | 126.5 | 126.5 | 126.5 | 126.5 | 126.5 | 126.5 | 126.5 | 126.5 | 126.5 | 126.5
528 | DERMOTT WIND 1_2 |  | DERMOTT_UNIT2 | SCURRY | WIND-O | WEST | 2017 | 126.5 | 126.5 | 126.5 | 126.5 | 126.5 | 126.5 | 126.5 | 126.5 | 126.5 | 126.5 | 126.5
529 | DESERT SKY WIND 1 A | 17INR0070 | DSKYWND1_UNIT_1A | PECOS | WIND-O | WEST | 2022 | 65.79 | 53.1 | 53.1 | 53.1 | 53.1 | 53.1 | 53.1 | 53.1 | 53.1 | 53.1 | 53.1
530 | DESERT SKY WIND 1 B | 17INR0070 | DSKYWND2_UNIT_2A | PECOS | WIND-O | WEST | 2022 | 65.79 | 50.4 | 50.4 | 50.4 | 50.4 | 50.4 | 50.4 | 50.4 | 50.4 | 50.4 | 50.4
531 | DESERT SKY WIND 2 A | 17INR0070 | DSKYWND1_UNIT_1B | PECOS | WIND-O | WEST | 2022 | 23.93 | 18.7 | 18.7 | 18.7 | 18.7 | 18.7 | 18.7 | 18.7 | 18.7 | 18.7 | 18.7
532 | DESERT SKY WIND 2 B | 17INR0070 | DSKYWND2_UNIT_2B | PECOS | WIND-O | WEST | 2022 | 14.74 | 8 | 8 | 8 | 8 | 8 | 8 | 8 | 8 | 8 | 8
533 | DOUG COLBECK'S CORNER (CONWAY) A |  | GRANDVW1_COLA | CARSON | WIND-P | PANHANDLE | 2016 | 100.24 | 100.2 | 100.2 | 100.2 | 100.2 | 100.2 | 100.2 | 100.2 | 100.2 | 100.2 | 100.2
534 | DOUG COLBECK'S CORNER (CONWAY) B |  | GRANDVW1_COLB | CARSON | WIND-P | PANHANDLE | 2016 | 100.24 | 100.2 | 100.2 | 100.2 | 100.2 | 100.2 | 100.2 | 100.2 | 100.2 | 100.2 | 100.2
535 | EAST RAYMOND WIND (EL RAYO) U1 |  | EL_RAYO_UNIT1 | WILLACY | WIND-C | COASTAL | 2021 | 101.2 | 98 | 98 | 98 | 98 | 98 | 98 | 98 | 98 | 98 | 98
536 | EAST RAYMOND WIND (EL RAYO) U2 |  | EL_RAYO_UNIT2 | WILLACY | WIND-C | COASTAL | 2021 | 99 | 96 | 96 | 96 | 96 | 96 | 96 | 96 | 96 | 96 | 96
537 | ELBOW CREEK WIND |  | ELB_ELBCREEK | HOWARD | WIND-O | WEST | 2008 | 121.9 | 121.9 | 121.9 | 121.9 | 121.9 | 121.9 | 121.9 | 121.9 | 121.9 | 121.9 | 121.9
538 | ELECTRA WIND 1 |  | DIGBY_UNIT1 | WILBARGER | WIND-O | WEST | 2017 | 101.31 | 98.9 | 98.9 | 98.9 | 98.9 | 98.9 | 98.9 | 98.9 | 98.9 | 98.9 | 98.9
539 | ELECTRA WIND 2 |  | DIGBY_UNIT2 | WILBARGER | WIND-O | WEST | 2017 | 134.29 | 131.1 | 131.1 | 131.1 | 131.1 | 131.1 | 131.1 | 131.1 | 131.1 | 131.1 | 131.1
540 | EL ALGODON ALTO W U1 |  | ALGODON_UNIT1 | WILLACY | WIND-C | COASTAL | 2022 | 171.6 | 171.6 | 171.6 | 171.6 | 171.6 | 171.6 | 171.6 | 171.6 | 171.6 | 171.6 | 171.6
541 | EL ALGODON ALTO W U2 |  | ALGODON_UNIT2 | WILLACY | WIND-C | COASTAL | 2022 | 28.6 | 28.6 | 28.6 | 28.6 | 28.6 | 28.6 | 28.6 | 28.6 | 28.6 | 28.6 | 28.6
542 | ESPIRITU WIND |  | CHALUPA_UNIT2 | CAMERON | WIND-C | COASTAL | 2021 | 25.2 | 25.2 | 25.2 | 25.2 | 25.2 | 25.2 | 25.2 | 25.2 | 25.2 | 25.2 | 25.2
543 | FALVEZ ASTRA WIND |  | ASTRA_UNIT1 | RANDALL | WIND-P | PANHANDLE | 2017 | 163.2 | 163.2 | 163.2 | 163.2 | 163.2 | 163.2 | 163.2 | 163.2 | 163.2 | 163.2 | 163.2
544 | FLAT TOP WIND I |  | FTWIND_UNIT_1 | MILLS | WIND-O | NORTH | 2018 | 200 | 200 | 200 | 200 | 200 | 200 | 200 | 200 | 200 | 200 | 200
545 | FLUVANNA RENEWABLE 1 A |  | FLUVANNA_UNIT1 | SCURRY | WIND-O | WEST | 2017 | 79.8 | 79.8 | 79.8 | 79.8 | 79.8 | 79.8 | 79.8 | 79.8 | 79.8 | 79.8 | 79.8
546 | FLUVANNA RENEWABLE 1 B |  | FLUVANNA_UNIT2 | SCURRY | WIND-O | WEST | 2017 | 75.6 | 75.6 | 75.6 | 75.6 | 75.6 | 75.6 | 75.6 | 75.6 | 75.6 | 75.6 | 75.6
547 | FOARD CITY WIND 1 A |  | FOARDCTY_UNIT1 | FOARD | WIND-O | WEST | 2019 | 186.48 | 186.5 | 186.5 | 186.5 | 186.5 | 186.5 | 186.5 | 186.5 | 186.5 | 186.5 | 186.5
548 | FOARD CITY WIND 1 B |  | FOARDCTY_UNIT2 | FOARD | WIND-O | WEST | 2019 | 163.8 | 163.8 | 163.8 | 163.8 | 163.8 | 163.8 | 163.8 | 163.8 | 163.8 | 163.8 | 163.8
549 | FOREST CREEK WIND |  | MCDLD_FCW1 | GLASSCOCK | WIND-O | WEST | 2007 | 124.2 | 124.2 | 124.2 | 124.2 | 124.2 | 124.2 | 124.2 | 124.2 | 124.2 | 124.2 | 124.2
550 | GOAT WIND |  | GOAT_GOATWIND | STERLING | WIND-O | WEST | 2008 | 80 | 80 | 80 | 80 | 80 | 80 | 80 | 80 | 80 | 80 | 80
551 | GOAT WIND 2 |  | GOAT_GOATWIN2 | STERLING | WIND-O | WEST | 2010 | 69.6 | 69.6 | 69.6 | 69.6 | 69.6 | 69.6 | 69.6 | 69.6 | 69.6 | 69.6 | 69.6
552 | GOLDTHWAITE WIND 1 |  | GWEC_GWEC_G1 | MILLS | WIND-O | NORTH | 2014 | 148.6 | 148.6 | 148.6 | 148.6 | 148.6 | 148.6 | 148.6 | 148.6 | 148.6 | 148.6 | 148.6
553 | GOPHER CREEK WIND 1 |  | GOPHER_UNIT1 | BORDEN | WIND-O | WEST | 2020 | 82 | 82 | 82 | 82 | 82 | 82 | 82 | 82 | 82 | 82 | 82
554 | GOPHER CREEK WIND 2 |  | GOPHER_UNIT2 | BORDEN | WIND-O | WEST | 2020 | 76 | 76 | 76 | 76 | 76 | 76 | 76 | 76 | 76 | 76 | 76
555 | GRANDVIEW WIND 1 (CONWAY) GV1A |  | GRANDVW1_GV1A | CARSON | WIND-P | PANHANDLE | 2014 | 107.4 | 107.4 | 107.4 | 107.4 | 107.4 | 107.4 | 107.4 | 107.4 | 107.4 | 107.4 | 107.4
556 | GRANDVIEW WIND 1 (CONWAY) GV1B |  | GRANDVW1_GV1B | CARSON | WIND-P | PANHANDLE | 2014 | 103.8 | 103.8 | 103.8 | 103.8 | 103.8 | 103.8 | 103.8 | 103.8 | 103.8 | 103.8 | 103.8
557 | GREEN MOUNTAIN WIND (BRAZOS) U1 | 21INR0532 | BRAZ_WND_WND1 | SCURRY | WIND-O | WEST | 2003 | 99 | 99 | 99 | 99 | 99 | 99 | 99 | 99 | 99 | 99 | 99
558 | GREEN MOUNTAIN WIND (BRAZOS) U2 | 21INR0532 | BRAZ_WND_WND2 | SCURRY | WIND-O | WEST | 2003 | 61 | 61 | 61 | 61 | 61 | 61 | 61 | 61 | 61 | 61 | 61
559 | GREEN PASTURES WIND I |  | GPASTURE_WIND_I | BAYLOR | WIND-O | WEST | 2015 | 150 | 150 | 150 | 150 | 150 | 150 | 150 | 150 | 150 | 150 | 150
560 | GRIFFIN TRAIL WIND U1 |  | GRIF_TRL_UNIT1 | KNOX | WIND-O | WEST | 2021 | 98.7 | 98.7 | 98.7 | 98.7 | 98.7 | 98.7 | 98.7 | 98.7 | 98.7 | 98.7 | 98.7
561 | GRIFFIN TRAIL WIND U2 |  | GRIF_TRL_UNIT2 | KNOX | WIND-O | WEST | 2021 | 126.9 | 126.9 | 126.9 | 126.9 | 126.9 | 126.9 | 126.9 | 126.9 | 126.9 | 126.9 | 126.9
562 | GULF WIND I |  | TGW_T1 | KENEDY | WIND-C | COASTAL | 2021 | 141.6 | 141.6 | 141.6 | 141.6 | 141.6 | 141.6 | 141.6 | 141.6 | 141.6 | 141.6 | 141.6
563 | GULF WIND II |  | TGW_T2 | KENEDY | WIND-C | COASTAL | 2021 | 141.6 | 141.6 | 141.6 | 141.6 | 141.6 | 141.6 | 141.6 | 141.6 | 141.6 | 141.6 | 141.6
564 | GUNSIGHT MOUNTAIN WIND |  | GUNMTN_G1 | HOWARD | WIND-O | WEST | 2016 | 119.93 | 119.9 | 119.9 | 119.9 | 119.9 | 119.9 | 119.9 | 119.9 | 119.9 | 119.9 | 119.9
565 | HACKBERRY WIND |  | HWF_HWFG1 | SHACKELFORD | WIND-O | WEST | 2008 | 165.6 | 163.5 | 163.5 | 163.5 | 163.5 | 163.5 | 163.5 | 163.5 | 163.5 | 163.5 | 163.5
566 | HARBOR WIND |  | DG_NUECE_6UNITS | NUECES | WIND-C | COASTAL | 2012 | 9 | 9 | 9 | 9 | 9 | 9 | 9 | 9 | 9 | 9 | 9
567 | HEREFORD WIND G |  | HRFDWIND_WIND_G | DEAF SMITH | WIND-P | PANHANDLE | 2015 | 99.9 | 99.9 | 99.9 | 99.9 | 99.9 | 99.9 | 99.9 | 99.9 | 99.9 | 99.9 | 99.9
568 | HEREFORD WIND V |  | HRFDWIND_WIND_V | DEAF SMITH | WIND-P | PANHANDLE | 2015 | 100 | 100 | 100 | 100 | 100 | 100 | 100 | 100 | 100 | 100 | 100
569 | HICKMAN (SANTA RITA WIND) 1 |  | HICKMAN_G1 | REAGAN | WIND-O | WEST | 2018 | 152.5 | 152.5 | 152.5 | 152.5 | 152.5 | 152.5 | 152.5 | 152.5 | 152.5 | 152.5 | 152.5
570 | HICKMAN (SANTA RITA WIND) 2 |  | HICKMAN_G2 | REAGAN | WIND-O | WEST | 2018 | 147.5 | 147.5 | 147.5 | 147.5 | 147.5 | 147.5 | 147.5 | 147.5 | 147.5 | 147.5 | 147.5
571 | HIDALGO & STARR WIND 11 |  | MIRASOLE_MIR11 | HIDALGO | WIND-O | SOUTH | 2016 | 52 | 52 | 52 | 52 | 52 | 52 | 52 | 52 | 52 | 52 | 52
572 | HIDALGO & STARR WIND 12 |  | MIRASOLE_MIR12 | HIDALGO | WIND-O | SOUTH | 2016 | 98 | 98 | 98 | 98 | 98 | 98 | 98 | 98 | 98 | 98 | 98
573 | HIDALGO & STARR WIND 21 |  | MIRASOLE_MIR21 | HIDALGO | WIND-O | SOUTH | 2016 | 100 | 100 | 100 | 100 | 100 | 100 | 100 | 100 | 100 | 100 | 100
574 | HIDALGO II WIND |  | MIRASOLE_MIR13 | HIDALGO | WIND-O | SOUTH | 2021 | 50.4 | 50.4 | 50.4 | 50.4 | 50.4 | 50.4 | 50.4 | 50.4 | 50.4 | 50.4 | 50.4
575 | HIGH LONESOME W 1A |  | HI_LONE_WGR1A | CROCKETT | WIND-O | WEST | 2021 | 46 | 46 | 46 | 46 | 46 | 46 | 46 | 46 | 46 | 46 | 46
576 | HIGH LONESOME W 1B |  | HI_LONE_WGR1B | CROCKETT | WIND-O | WEST | 2021 | 51.9 | 52 | 52 | 52 | 52 | 52 | 52 | 52 | 52 | 52 | 52
577 | HIGH LONESOME W 1C |  | HI_LONE_WGR1C | CROCKETT | WIND-O | WEST | 2021 | 25.3 | 25.3 | 25.3 | 25.3 | 25.3 | 25.3 | 25.3 | 25.3 | 25.3 | 25.3 | 25.3
578 | HIGH LONESOME W 2 |  | HI_LONE_WGR2 | CROCKETT | WIND-O | WEST | 2021 | 122.4 | 122.5 | 122.5 | 122.5 | 122.5 | 122.5 | 122.5 | 122.5 | 122.5 | 122.5 | 122.5
579 | HIGH LONESOME W 2A |  | HI_LONE_WGR2A | CROCKETT | WIND-O | WEST | 2021 | 25.3 | 25.3 | 25.3 | 25.3 | 25.3 | 25.3 | 25.3 | 25.3 | 25.3 | 25.3 | 25.3
580 | HIGH LONESOME W 3 |  | HI_LONE_WGR3 | CROCKETT | WIND-O | WEST | 2021 | 127.5 | 127.6 | 127.6 | 127.6 | 127.6 | 127.6 | 127.6 | 127.6 | 127.6 | 127.6 | 127.6
581 | HIGH LONESOME W 4 |  | HI_LONE_WGR4 | CROCKETT | WIND-O | WEST | 2021 | 101.5 | 101.6 | 101.6 | 101.6 | 101.6 | 101.6 | 101.6 | 101.6 | 101.6 | 101.6 | 101.6
582 | HORSE CREEK WIND 1 |  | HORSECRK_UNIT1 | HASKELL | WIND-O | WEST | 2017 | 134.81 | 131.1 | 131.1 | 131.1 | 131.1 | 131.1 | 131.1 | 131.1 | 131.1 | 131.1 | 131.1
583 | HORSE CREEK WIND 2 |  | HORSECRK_UNIT2 | HASKELL | WIND-O | WEST | 2017 | 101.69 | 98.9 | 98.9 | 98.9 | 98.9 | 98.9 | 98.9 | 98.9 | 98.9 | 98.9 | 98.9
584 | HORSE HOLLOW WIND 1 | 17INR0052 | H_HOLLOW_WND1 | TAYLOR | WIND-O | WEST | 2005 | 230 | 230 | 230 | 230 | 230 | 230 | 230 | 230 | 230 | 230 | 230
585 | HORSE HOLLOW WIND 2 | 17INR0053 | HHOLLOW2_WIND1 | TAYLOR | WIND-O | WEST | 2006 | 184 | 184 | 184 | 184 | 184 | 184 | 184 | 184 | 184 | 184 | 184
586 | HORSE HOLLOW WIND 3 | 17INR0053 | HHOLLOW3_WND_1 | TAYLOR | WIND-O | WEST | 2006 | 241.4 | 241.4 | 241.4 | 241.4 | 241.4 | 241.4 | 241.4 | 241.4 | 241.4 | 241.4 | 241.4
587 | HORSE HOLLOW WIND 4 | 17INR0053 | HHOLLOW4_WND1 | TAYLOR | WIND-O | WEST | 2006 | 115 | 115 | 115 | 115 | 115 | 115 | 115 | 115 | 115 | 115 | 115
588 | INADALE WIND 1 |  | INDL_INADALE1 | NOLAN | WIND-O | WEST | 2008 | 95 | 95 | 95 | 95 | 95 | 95 | 95 | 95 | 95 | 95 | 95
589 | INADALE WIND 2 |  | INDL_INADALE2 | NOLAN | WIND-O | WEST | 2008 | 102 | 102 | 102 | 102 | 102 | 102 | 102 | 102 | 102 | 102 | 102
590 | INDIAN MESA WIND | 18INR0069 | INDNNWP_INDNNWP2 | PECOS | WIND-O | WEST | 2001 | 91.8 | 91.8 | 91.8 | 91.8 | 91.8 | 91.8 | 91.8 | 91.8 | 91.8 | 91.8 | 91.8
591 | JAVELINA I WIND 18 |  | BORDAS_JAVEL18 | WEBB | WIND-O | SOUTH | 2015 | 19.69 | 19.7 | 19.7 | 19.7 | 19.7 | 19.7 | 19.7 | 19.7 | 19.7 | 19.7 | 19.7
592 | JAVELINA I WIND 20 |  | BORDAS_JAVEL20 | WEBB | WIND-O | SOUTH | 2015 | 230 | 230 | 230 | 230 | 230 | 230 | 230 | 230 | 230 | 230 | 230
593 | JAVELINA II WIND 1 |  | BORDAS2_JAVEL2_A | WEBB | WIND-O | SOUTH | 2017 | 96 | 96 | 96 | 96 | 96 | 96 | 96 | 96 | 96 | 96 | 96
594 | JAVELINA II WIND 2 |  | BORDAS2_JAVEL2_B | WEBB | WIND-O | SOUTH | 2017 | 74 | 74 | 74 | 74 | 74 | 74 | 74 | 74 | 74 | 74 | 74
595 | JAVELINA II WIND 3 |  | BORDAS2_JAVEL2_C | WEBB | WIND-O | SOUTH | 2017 | 30 | 30 | 30 | 30 | 30 | 30 | 30 | 30 | 30 | 30 | 30
596 | JUMBO ROAD WIND 1 |  | HRFDWIND_JRDWIND1 | DEAF SMITH | WIND-P | PANHANDLE | 2015 | 146.15 | 146.2 | 146.2 | 146.2 | 146.2 | 146.2 | 146.2 | 146.2 | 146.2 | 146.2 | 146.2
597 | JUMBO ROAD WIND 2 |  | HRFDWIND_JRDWIND2 | DEAF SMITH | WIND-P | PANHANDLE | 2015 | 153.55 | 153.6 | 153.6 | 153.6 | 153.6 | 153.6 | 153.6 | 153.6 | 153.6 | 153.6 | 153.6
598 | KARANKAWA WIND 1A |  | KARAKAW1_UNIT1 | SAN PATRICIO | WIND-C | COASTAL | 2019 | 103.32 | 103.3 | 103.3 | 103.3 | 103.3 | 103.3 | 103.3 | 103.3 | 103.3 | 103.3 | 103.3
599 | KARANKAWA WIND 1B |  | KARAKAW1_UNIT2 | SAN PATRICIO | WIND-C | COASTAL | 2019 | 103.32 | 103.3 | 103.3 | 103.3 | 103.3 | 103.3 | 103.3 | 103.3 | 103.3 | 103.3 | 103.3
600 | KARANKAWA WIND 2 |  | KARAKAW2_UNIT3 | SAN PATRICIO | WIND-C | COASTAL | 2019 | 100.42 | 100.4 | 100.4 | 100.4 | 100.4 | 100.4 | 100.4 | 100.4 | 100.4 | 100.4 | 100.4
601 | KEECHI WIND |  | KEECHI_U1 | JACK | WIND-O | NORTH | 2015 | 110 | 110 | 110 | 110 | 110 | 110 | 110 | 110 | 110 | 110 | 110
602 | KING MOUNTAIN WIND (NE) |  | KING_NE_KINGNE | UPTON | WIND-O | WEST | 2001 | 79.7 | 79.7 | 79.7 | 79.7 | 79.7 | 79.7 | 79.7 | 79.7 | 79.7 | 79.7 | 79.7
603 | KING MOUNTAIN WIND (NW) |  | KING_NW_KINGNW | UPTON | WIND-O | WEST | 2001 | 79.7 | 79.7 | 79.7 | 79.7 | 79.7 | 79.7 | 79.7 | 79.7 | 79.7 | 79.7 | 79.7
604 | KING MOUNTAIN WIND (SE) |  | KING_SE_KINGSE | UPTON | WIND-O | WEST | 2001 | 40.5 | 40.5 | 40.5 | 40.5 | 40.5 | 40.5 | 40.5 | 40.5 | 40.5 | 40.5 | 40.5
605 | KING MOUNTAIN WIND (SW) |  | KING_SW_KINGSW | UPTON | WIND-O | WEST | 2001 | 79.7 | 79.7 | 79.7 | 79.7 | 79.7 | 79.7 | 79.7 | 79.7 | 79.7 | 79.7 | 79.7
606 | LANGFORD WIND POWER |  | LGD_LANGFORD | TOM GREEN | WIND-O | WEST | 2009 | 159.96 | 160 | 160 | 160 | 160 | 160 | 160 | 160 | 160 | 160 | 160
607 | LOCKETT WIND FARM |  | LOCKETT_UNIT1 | WILBARGER | WIND-O | WEST | 2019 | 183.7 | 183.7 | 183.7 | 183.7 | 183.7 | 183.7 | 183.7 | 183.7 | 183.7 | 183.7 | 183.7
608 | LOGANS GAP WIND I U1 |  | LGW_UNIT1 | COMANCHE | WIND-O | NORTH | 2015 | 106.26 | 106.3 | 106.3 | 106.3 | 106.3 | 106.3 | 106.3 | 106.3 | 106.3 | 106.3 | 106.3
609 | LOGANS GAP WIND I U2 |  | LGW_UNIT2 | COMANCHE | WIND-O | NORTH | 2015 | 103.85 | 103.8 | 103.8 | 103.8 | 103.8 | 103.8 | 103.8 | 103.8 | 103.8 | 103.8 | 103.8
610 | LONE STAR WIND 1 (MESQUITE) |  | LNCRK_G83 | SHACKELFORD | WIND-O | WEST | 2006 | 194 | 194 | 194 | 194 | 194 | 194 | 194 | 194 | 194 | 194 | 194
611 | LONE STAR WIND 2 (POST OAK) U1 | 22INR0479 | LNCRK2_G871 | SHACKELFORD | WIND-O | WEST | 2007 | 98 | 98 | 98 | 98 | 98 | 98 | 98 | 98 | 98 | 98 | 98
612 | LONE STAR WIND 2 (POST OAK) U2 | 22INR0479 | LNCRK2_G872 | SHACKELFORD | WIND-O | WEST | 2007 | 100 | 100 | 100 | 100 | 100 | 100 | 100 | 100 | 100 | 100 | 100
613 | LONGHORN WIND NORTH U1 |  | LHORN_N_UNIT1 | FLOYD | WIND-P | PANHANDLE | 2015 | 100 | 100 | 100 | 100 | 100 | 100 | 100 | 100 | 100 | 100 | 100
614 | LONGHORN WIND NORTH U2 |  | LHORN_N_UNIT2 | FLOYD | WIND-P | PANHANDLE | 2015 | 100 | 100 | 100 | 100 | 100 | 100 | 100 | 100 | 100 | 100 | 100
615 | LORAINE WINDPARK I |  | LONEWOLF_G1 | MITCHELL | WIND-O | WEST | 2010 | 48 | 48 | 48 | 48 | 48 | 48 | 48 | 48 | 48 | 48 | 48
616 | LORAINE WINDPARK II |  | LONEWOLF_G2 | MITCHELL | WIND-O | WEST | 2010 | 51 | 51 | 51 | 51 | 51 | 51 | 51 | 51 | 51 | 51 | 51
617 | LORAINE WINDPARK III |  | LONEWOLF_G3 | MITCHELL | WIND-O | WEST | 2011 | 25.5 | 25.5 | 25.5 | 25.5 | 25.5 | 25.5 | 25.5 | 25.5 | 25.5 | 25.5 | 25.5
618 | LORAINE WINDPARK IV |  | LONEWOLF_G4 | MITCHELL | WIND-O | WEST | 2011 | 24 | 24 | 24 | 24 | 24 | 24 | 24 | 24 | 24 | 24 | 24
619 | LOS VIENTOS III WIND |  | LV3_UNIT_1 | STARR | WIND-O | SOUTH | 2015 | 200 | 200 | 200 | 200 | 200 | 200 | 200 | 200 | 200 | 200 | 200
620 | LOS VIENTOS IV WIND |  | LV4_UNIT_1 | STARR | WIND-O | SOUTH | 2016 | 200 | 200 | 200 | 200 | 200 | 200 | 200 | 200 | 200 | 200 | 200
621 | LOS VIENTOS V WIND |  | LV5_UNIT_1 | STARR | WIND-O | SOUTH | 2016 | 110 | 110 | 110 | 110 | 110 | 110 | 110 | 110 | 110 | 110 | 110
622 | LOS VIENTOS WIND I |  | LV1_LV1A | WILLACY | WIND-C | COASTAL | 2013 | 200.1 | 200.1 | 200.1 | 200.1 | 200.1 | 200.1 | 200.1 | 200.1 | 200.1 | 200.1 | 200.1
623 | LOS VIENTOS WIND II |  | LV2_LV2 | WILLACY | WIND-C | COASTAL | 2013 | 201.6 | 201.6 | 201.6 | 201.6 | 201.6 | 201.6 | 201.6 | 201.6 | 201.6 | 201.6 | 201.6
624 | MAGIC VALLEY WIND (REDFISH) 1A |  | REDFISH_MV1A | WILLACY | WIND-C | COASTAL | 2012 | 99.83 | 99.8 | 99.8 | 99.8 | 99.8 | 99.8 | 99.8 | 99.8 | 99.8 | 99.8 | 99.8
625 | MAGIC VALLEY WIND (REDFISH) 1B |  | REDFISH_MV1B | WILLACY | WIND-C | COASTAL | 2012 | 103.46 | 103.5 | 103.5 | 103.5 | 103.5 | 103.5 | 103.5 | 103.5 | 103.5 | 103.5 | 103.5
626 | MARIAH DEL NORTE 1 |  | MARIAH_NORTE1 | PARMER | WIND-P | PANHANDLE | 2017 | 115.2 | 115.2 | 115.2 | 115.2 | 115.2 | 115.2 | 115.2 | 115.2 | 115.2 | 115.2 | 115.2
627 | MARIAH DEL NORTE 2 |  | MARIAH_NORTE2 | PARMER | WIND-P | PANHANDLE | 2017 | 115.2 | 115.2 | 115.2 | 115.2 | 115.2 | 115.2 | 115.2 | 115.2 | 115.2 | 115.2 | 115.2
628 | MAVERICK CREEK WIND WEST U1 |  | MAVCRK_W_UNIT1 | CONCHO | WIND-O | WEST | 2022 | 201.6 | 201.6 | 201.6 | 201.6 | 201.6 | 201.6 | 201.6 | 201.6 | 201.6 | 201.6 | 201.6
629 | MAVERICK CREEK WIND WEST U2 |  | MAVCRK_W_UNIT2 | CONCHO | WIND-O | WEST | 2022 | 11.1 | 11.1 | 11.1 | 11.1 | 11.1 | 11.1 | 11.1 | 11.1 | 11.1 | 11.1 | 11.1
630 | MAVERICK CREEK WIND WEST U3 |  | MAVCRK_W_UNIT3 | CONCHO | WIND-O | WEST | 2022 | 33.6 | 33.6 | 33.6 | 33.6 | 33.6 | 33.6 | 33.6 | 33.6 | 33.6 | 33.6 | 33.6
631 | MAVERICK CREEK WIND WEST U4 |  | MAVCRK_W_UNIT4 | CONCHO | WIND-O | WEST | 2022 | 22.2 | 22.2 | 22.2 | 22.2 | 22.2 | 22.2 | 22.2 | 22.2 | 22.2 | 22.2 | 22.2
632 | MAVERICK CREEK WIND EAST U1 |  | MAVCRK_E_UNIT5 | CONCHO | WIND-O | WEST | 2022 | 71.4 | 71.4 | 71.4 | 71.4 | 71.4 | 71.4 | 71.4 | 71.4 | 71.4 | 71.4 | 71.4
633 | MAVERICK CREEK WIND EAST U2 |  | MAVCRK_E_UNIT6 | CONCHO | WIND-O | WEST | 2022 | 33.3 | 33.3 | 33.3 | 33.3 | 33.3 | 33.3 | 33.3 | 33.3 | 33.3 | 33.3 | 33.3
634 | MAVERICK CREEK WIND EAST U3 |  | MAVCRK_E_UNIT7 | CONCHO | WIND-O | WEST | 2022 | 22 | 22 | 22 | 22 | 22 | 22 | 22 | 22 | 22 | 22 | 22
635 | MAVERICK CREEK WIND EAST U4 |  | MAVCRK_E_UNIT8 | CONCHO | WIND-O | WEST | 2022 | 20 | 20 | 20 | 20 | 20 | 20 | 20 | 20 | 20 | 20 | 20
636 | MAVERICK CREEK WIND EAST U5 |  | MAVCRK_E_UNIT9 | CONCHO | WIND-O | WEST | 2022 | 76.8 | 76.8 | 76.8 | 76.8 | 76.8 | 76.8 | 76.8 | 76.8 | 76.8 | 76.8 | 76.8
637 | MCADOO WIND |  | MWEC_G1 | DICKENS | WIND-P | PANHANDLE | 2008 | 150 | 150 | 150 | 150 | 150 | 150 | 150 | 150 | 150 | 150 | 150
638 | MESQUITE CREEK WIND 1 |  | MESQCRK_WND1 | DAWSON | WIND-O | WEST | 2015 | 105.61 | 105.6 | 105.6 | 105.6 | 105.6 | 105.6 | 105.6 | 105.6 | 105.6 | 105.6 | 105.6
639 | MESQUITE CREEK WIND 2 |  | MESQCRK_WND2 | DAWSON | WIND-O | WEST | 2015 | 105.61 | 105.6 | 105.6 | 105.6 | 105.6 | 105.6 | 105.6 | 105.6 | 105.6 | 105.6 | 105.6
640 | MIAMI WIND G1 |  | MIAM1_G1 | GRAY | WIND-P | PANHANDLE | 2014 | 144.3 | 144.3 | 144.3 | 144.3 | 144.3 | 144.3 | 144.3 | 144.3 | 144.3 | 144.3 | 144.3
641 | MIAMI WIND G2 |  | MIAM1_G2 | GRAY | WIND-P | PANHANDLE | 2014 | 144.3 | 144.3 | 144.3 | 144.3 | 144.3 | 144.3 | 144.3 | 144.3 | 144.3 | 144.3 | 144.3
642 | MIDWAY WIND |  | MIDWIND_UNIT1 | SAN PATRICIO | WIND-C | COASTAL | 2019 | 162.8 | 162.8 | 162.8 | 162.8 | 162.8 | 162.8 | 162.8 | 162.8 | 162.8 | 162.8 | 162.8
643 | NIELS BOHR WIND A (BEARKAT WIND A) |  | NBOHR_UNIT1 | GLASSCOCK | WIND-O | WEST | 2018 | 196.6 | 196.6 | 196.6 | 196.6 | 196.6 | 196.6 | 196.6 | 196.6 | 196.6 | 196.6 | 196.6
644 | NOTREES WIND 1 |  | NWF_NWF1 | WINKLER | WIND-O | WEST | 2009 | 92.61 | 92.6 | 92.6 | 92.6 | 92.6 | 92.6 | 92.6 | 92.6 | 92.6 | 92.6 | 92.6
645 | NOTREES WIND 2 |  | NWF_NWF2 | WINKLER | WIND-O | WEST | 2009 | 60 | 60 | 60 | 60 | 60 | 60 | 60 | 60 | 60 | 60 | 60
646 | OCOTILLO WIND |  | OWF_OWF | HOWARD | WIND-O | WEST | 2008 | 58.8 | 58.8 | 58.8 | 58.8 | 58.8 | 58.8 | 58.8 | 58.8 | 58.8 | 58.8 | 58.8
647 | OLD SETTLER WIND |  | COTPLNS_OLDSETLR | FLOYD | WIND-P | PANHANDLE | 2017 | 151.2 | 151.2 | 151.2 | 151.2 | 151.2 | 151.2 | 151.2 | 151.2 | 151.2 | 151.2 | 151.2
648 | OVEJA WIND U1 |  | OVEJA_G1 | IRION | WIND-O | WEST | 2021 | 151.2 | 151.2 | 151.2 | 151.2 | 151.2 | 151.2 | 151.2 | 151.2 | 151.2 | 151.2 | 151.2
649 | OVEJA WIND U2 |  | OVEJA_G2 | IRION | WIND-O | WEST | 2021 | 151.2 | 151.2 | 151.2 | 151.2 | 151.2 | 151.2 | 151.2 | 151.2 | 151.2 | 151.2 | 151.2
650 | PALMAS ALTAS WIND |  | PALMWIND_UNIT1 | CAMERON | WIND-C | COASTAL | 2020 | 144.9 | 144.9 | 144.9 | 144.9 | 144.9 | 144.9 | 144.9 | 144.9 | 144.9 | 144.9 | 144.9
651 | PANHANDLE WIND 1 U1 |  | PH1_UNIT1 | CARSON | WIND-P | PANHANDLE | 2014 | 109.15 | 109.2 | 109.2 | 109.2 | 109.2 | 109.2 | 109.2 | 109.2 | 109.2 | 109.2 | 109.2
652 | PANHANDLE WIND 1 U2 |  | PH1_UNIT2 | CARSON | WIND-P | PANHANDLE | 2014 | 109.15 | 109.2 | 109.2 | 109.2 | 109.2 | 109.2 | 109.2 | 109.2 | 109.2 | 109.2 | 109.2
653 | PANHANDLE WIND 2 U1 |  | PH2_UNIT1 | CARSON | WIND-P | PANHANDLE | 2014 | 94.19 | 94.2 | 94.2 | 94.2 | 94.2 | 94.2 | 94.2 | 94.2 | 94.2 | 94.2 | 94.2
654 | PANHANDLE WIND 2 U2 |  | PH2_UNIT2 | CARSON | WIND-P | PANHANDLE | 2014 | 96.6 | 96.6 | 96.6 | 96.6 | 96.6 | 96.6 | 96.6 | 96.6 | 96.6 | 96.6 | 96.6
655 | PANTHER CREEK WIND 1 |  | PC_NORTH_PANTHER1 | HOWARD | WIND-O | WEST | 2008 | 142.5 | 142.5 | 142.5 | 142.5 | 142.5 | 142.5 | 142.5 | 142.5 | 142.5 | 142.5 | 142.5
656 | PANTHER CREEK WIND 2 |  | PC_SOUTH_PANTHER2 | HOWARD | WIND-O | WEST | 2019 | 115.5 | 115.5 | 115.5 | 115.5 | 115.5 | 115.5 | 115.5 | 115.5 | 115.5 | 115.5 | 115.5
657 | PANTHER CREEK WIND 3 A |  | PC_SOUTH_PANTH31 | HOWARD | WIND-O | WEST | 2022 | 106.92 | 106.9 | 106.9 | 106.9 | 106.9 | 106.9 | 106.9 | 106.9 | 106.9 | 106.9 | 106.9
658 | PANTHER CREEK WIND 3 B |  | PC_SOUTH_PANTH32 | HOWARD | WIND-O | WEST | 2022 | 108.54 | 108.5 | 108.5 | 108.5 | 108.5 | 108.5 | 108.5 | 108.5 | 108.5 | 108.5 | 108.5
659 | PAPALOTE CREEK WIND |  | PAP1_PAP1 | SAN PATRICIO | WIND-C | COASTAL | 2009 | 179.85 | 179.9 | 179.9 | 179.9 | 179.9 | 179.9 | 179.9 | 179.9 | 179.9 | 179.9 | 179.9
660 | PAPALOTE CREEK WIND II |  | COTTON_PAP2 | SAN PATRICIO | WIND-C | COASTAL | 2010 | 200.12 | 200.1 | 200.1 | 200.1 | 200.1 | 200.1 | 200.1 | 200.1 | 200.1 | 200.1 | 200.1
661 | PECOS WIND 1 (WOODWARD) |  | WOODWRD1_WOODWRD1 | PECOS | WIND-O | WEST | 2001 | 91.7 | 91.7 | 91.7 | 91.7 | 91.7 | 91.7 | 91.7 | 91.7 | 91.7 | 91.7 | 91.7
662 | PECOS WIND 2 (WOODWARD) |  | WOODWRD2_WOODWRD2 | PECOS | WIND-O | WEST | 2001 | 86 | 85.8 | 85.8 | 85.8 | 85.8 | 85.8 | 85.8 | 85.8 | 85.8 | 85.8 | 85.8
663 | PENASCAL WIND 1 |  | PENA_UNIT1 | KENEDY | WIND-C | COASTAL | 2009 | 160.8 | 160.8 | 160.8 | 160.8 | 160.8 | 160.8 | 160.8 | 160.8 | 160.8 | 160.8 | 160.8
664 | PENASCAL WIND 2 |  | PENA_UNIT2 | KENEDY | WIND-C | COASTAL | 2009 | 141.6 | 141.6 | 141.6 | 141.6 | 141.6 | 141.6 | 141.6 | 141.6 | 141.6 | 141.6 | 141.6
665 | PENASCAL WIND 3 |  | PENA3_UNIT3 | KENEDY | WIND-C | COASTAL | 2011 | 100.8 | 100.8 | 100.8 | 100.8 | 100.8 | 100.8 | 100.8 | 100.8 | 100.8 | 100.8 | 100.8
666 | PEYTON CREEK WIND |  | PEY_UNIT1 | MATAGORDA | WIND-C | COASTAL | 2020 | 151.2 | 151.2 | 151.2 | 151.2 | 151.2 | 151.2 | 151.2 | 151.2 | 151.2 | 151.2 | 151.2
667 | PYRON WIND 1 | 23INR0525 | PYR_PYRON1 | NOLAN | WIND-O | WEST | 2008 | 121.5 | 121.5 | 121.5 | 121.5 | 121.5 | 121.5 | 121.5 | 121.5 | 121.5 | 121.5 | 121.5
668 | PYRON WIND 2 | 23INR0525 | PYR_PYRON2 | NOLAN | WIND-O | WEST | 2008 | 127.5 | 127.5 | 127.5 | 127.5 | 127.5 | 127.5 | 127.5 | 127.5 | 127.5 | 127.5 | 127.5
669 | RANCHERO WIND |  | RANCHERO_UNIT1 | CROCKETT | WIND-O | WEST | 2020 | 150 | 150 | 150 | 150 | 150 | 150 | 150 | 150 | 150 | 150 | 150
670 | RANCHERO WIND |  | RANCHERO_UNIT2 | CROCKETT | WIND-O | WEST | 2020 | 150 | 150 | 150 | 150 | 150 | 150 | 150 | 150 | 150 | 150 | 150
671 | RATTLESNAKE I WIND ENERGY CENTER G1 |  | RSNAKE_G1 | GLASSCOCK | WIND-O | WEST | 2015 | 104.26 | 104.3 | 104.3 | 104.3 | 104.3 | 104.3 | 104.3 | 104.3 | 104.3 | 104.3 | 104.3
672 | RATTLESNAKE I WIND ENERGY CENTER G2 |  | RSNAKE_G2 | GLASSCOCK | WIND-O | WEST | 2015 | 102.99 | 103 | 103 | 103 | 103 | 103 | 103 | 103 | 103 | 103 | 103
673 | RED CANYON WIND |  | RDCANYON_RDCNY1 | BORDEN | WIND-O | WEST | 2006 | 89.6 | 89.6 | 89.6 | 89.6 | 89.6 | 89.6 | 89.6 | 89.6 | 89.6 | 89.6 | 89.6
674 | RELOJ DEL SOL WIND U1 |  | RELOJ_UNIT1 | ZAPATA | WIND-O | SOUTH | 2022 | 55.4 | 55.4 | 55.4 | 55.4 | 55.4 | 55.4 | 55.4 | 55.4 | 55.4 | 55.4 | 55.4
675 | RELOJ DEL SOL WIND U2 |  | RELOJ_UNIT2 | ZAPATA | WIND-O | SOUTH | 2022 | 48 | 48 | 48 | 48 | 48 | 48 | 48 | 48 | 48 | 48 | 48
676 | RELOJ DEL SOL WIND U3 |  | RELOJ_UNIT3 | ZAPATA | WIND-O | SOUTH | 2022 | 83.1 | 83.1 | 83.1 | 83.1 | 83.1 | 83.1 | 83.1 | 83.1 | 83.1 | 83.1 | 83.1
677 | RELOJ DEL SOL WIND U4 |  | RELOJ_UNIT4 | ZAPATA | WIND-O | SOUTH | 2022 | 22.8 | 22.8 | 22.8 | 22.8 | 22.8 | 22.8 | 22.8 | 22.8 | 22.8 | 22.8 | 22.8
678 | ROCK SPRINGS VAL VERDE WIND (FERMI) 1 |  | FERMI_WIND1 | VAL VERDE | WIND-O | WEST | 2017 | 121.9 | 121.9 | 121.9 | 121.9 | 121.9 | 121.9 | 121.9 | 121.9 | 121.9 | 121.9 | 121.9
679 | ROCK SPRINGS VAL VERDE WIND (FERMI) 2 |  | FERMI_WIND2 | VAL VERDE | WIND-O | WEST | 2017 | 27.44 | 27.4 | 27.4 | 27.4 | 27.4 | 27.4 | 27.4 | 27.4 | 27.4 | 27.4 | 27.4
680 | ROSCOE WIND |  | TKWSW1_ROSCOE | NOLAN | WIND-O | WEST | 2008 | 114 | 114 | 114 | 114 | 114 | 114 | 114 | 114 | 114 | 114 | 114
681 | ROSCOE WIND 2A |  | TKWSW1_ROSCOE2A | NOLAN | WIND-O | WEST | 2008 | 95 | 95 | 95 | 95 | 95 | 95 | 95 | 95 | 95 | 95 | 95
682 | ROUTE 66 WIND |  | ROUTE_66_WIND1 | CARSON | WIND-P | PANHANDLE | 2015 | 150 | 150 | 150 | 150 | 150 | 150 | 150 | 150 | 150 | 150 | 150
683 | RTS 2 WIND (HEART OF TEXAS WIND) U1 |  | RTS2_U1 | MCCULLOCH | WIND-O | SOUTH | 2021 | 89.9 | 89.9 | 89.9 | 89.9 | 89.9 | 89.9 | 89.9 | 89.9 | 89.9 | 89.9 | 89.9
684 | RTS 2 WIND (HEART OF TEXAS WIND) U2 |  | RTS2_U2 | MCCULLOCH | WIND-O | SOUTH | 2021 | 89.9 | 89.9 | 89.9 | 89.9 | 89.9 | 89.9 | 89.9 | 89.9 | 89.9 | 89.9 | 89.9
685 | RTS WIND |  | RTS_U1 | MCCULLOCH | WIND-O | SOUTH | 2018 | 160 | 160 | 160 | 160 | 160 | 160 | 160 | 160 | 160 | 160 | 160
686 | SAGE DRAW WIND U1 |  | SAGEDRAW_UNIT1 | LYNN | WIND-O | WEST | 2022 | 169.2 | 169.2 | 169.2 | 169.2 | 169.2 | 169.2 | 169.2 | 169.2 | 169.2 | 169.2 | 169.2
687 | SAGE DRAW WIND U2 |  | SAGEDRAW_UNIT2 | LYNN | WIND-O | WEST | 2022 | 169.2 | 169.2 | 169.2 | 169.2 | 169.2 | 169.2 | 169.2 | 169.2 | 169.2 | 169.2 | 169.2
688 | SALT FORK 1 WIND U1 |  | SALTFORK_UNIT1 | DONLEY | WIND-P | PANHANDLE | 2017 | 64 | 64 | 64 | 64 | 64 | 64 | 64 | 64 | 64 | 64 | 64
689 | SALT FORK 1 WIND U2 |  | SALTFORK_UNIT2 | DONLEY | WIND-P | PANHANDLE | 2017 | 110 | 110 | 110 | 110 | 110 | 110 | 110 | 110 | 110 | 110 | 110
690 | SAN ROMAN WIND |  | SANROMAN_WIND_1 | CAMERON | WIND-C | COASTAL | 2017 | 95.25 | 95.2 | 95.2 | 95.2 | 95.2 | 95.2 | 95.2 | 95.2 | 95.2 | 95.2 | 95.2
691 | SAND BLUFF WIND | 20INR0296 | MCDLD_SBW1 | GLASSCOCK | WIND-O | WEST | 2008 | 90 | 90 | 90 | 90 | 90 | 90 | 90 | 90 | 90 | 90 | 90
692 | SENATE WIND |  | SENATEWD_UNIT1 | JACK | WIND-O | NORTH | 2012 | 150 | 150 | 150 | 150 | 150 | 150 | 150 | 150 | 150 | 150 | 150
693 | SENDERO WIND ENERGY |  | EXGNSND_WIND_1 | JIM HOGG | WIND-O | SOUTH | 2015 | 78 | 78 | 78 | 78 | 78 | 78 | 78 | 78 | 78 | 78 | 78
694 | SEYMOUR HILLS WIND (S_HILLS WIND) |  | S_HILLS_UNIT1 | BAYLOR | WIND-O | WEST | 2019 | 30.24 | 30.2 | 30.2 | 30.2 | 30.2 | 30.2 | 30.2 | 30.2 | 30.2 | 30.2 | 30.2
695 | SHAFFER (PATRIOT WIND/PETRONILLA) |  | SHAFFER_UNIT1 | NUECES | WIND-C | COASTAL | 2021 | 226.05 | 226.1 | 226.1 | 226.1 | 226.1 | 226.1 | 226.1 | 226.1 | 226.1 | 226.1 | 226.1
696 | SHANNON WIND |  | SHANNONW_UNIT_1 | CLAY | WIND-O | WEST | 2015 | 204.1 | 204.1 | 204.1 | 204.1 | 204.1 | 204.1 | 204.1 | 204.1 | 204.1 | 204.1 | 204.1
697 | SHERBINO 2 WIND | 19INR0120 | KEO_SHRBINO2 | PECOS | WIND-O | WEST | 2011 | 132 | 132 | 132 | 132 | 132 | 132 | 132 | 132 | 132 | 132 | 132
698 | SILVER STAR WIND | 18INR0064 | FLTCK_SSI | ERATH | WIND-O | NORTH | 2008 | 52.8 | 52.8 | 52.8 | 52.8 | 52.8 | 52.8 | 52.8 | 52.8 | 52.8 | 52.8 | 52.8
699 | SOUTH PLAINS WIND 1 U1 |  | SPLAIN1_WIND1 | FLOYD | WIND-P | PANHANDLE | 2015 | 102 | 102 | 102 | 102 | 102 | 102 | 102 | 102 | 102 | 102 | 102
700 | SOUTH PLAINS WIND 1 U2 |  | SPLAIN1_WIND2 | FLOYD | WIND-P | PANHANDLE | 2015 | 98 | 98 | 98 | 98 | 98 | 98 | 98 | 98 | 98 | 98 | 98
701 | SOUTH PLAINS WIND 2 U1 |  | SPLAIN2_WIND21 | FLOYD | WIND-P | PANHANDLE | 2016 | 148.5 | 148.5 | 148.5 | 148.5 | 148.5 | 148.5 | 148.5 | 148.5 | 148.5 | 148.5 | 148.5
702 | SOUTH PLAINS WIND 2 U2 |  | SPLAIN2_WIND22 | FLOYD | WIND-P | PANHANDLE | 2016 | 151.8 | 151.8 | 151.8 | 151.8 | 151.8 | 151.8 | 151.8 | 151.8 | 151.8 | 151.8 | 151.8
703 | SOUTH TRENT WIND |  | STWF_T1 | NOLAN | WIND-O | WEST | 2008 | 101.2 | 98.2 | 98.2 | 98.2 | 98.2 | 98.2 | 98.2 | 98.2 | 98.2 | 98.2 | 98.2
704 | SPINNING SPUR WIND TWO A |  | SSPURTWO_WIND_1 | OLDHAM | WIND-P | PANHANDLE | 2014 | 160.95 | 161 | 161 | 161 | 161 | 161 | 161 | 161 | 161 | 161 | 161
705 | SPINNING SPUR WIND TWO B |  | SSPURTWO_SS3WIND2 | OLDHAM | WIND-P | PANHANDLE | 2015 | 98 | 98 | 98 | 98 | 98 | 98 | 98 | 98 | 98 | 98 | 98
706 | SPINNING SPUR WIND TWO C |  | SSPURTWO_SS3WIND1 | OLDHAM | WIND-P | PANHANDLE | 2015 | 96 | 96 | 96 | 96 | 96 | 96 | 96 | 96 | 96 | 96 | 96
707 | STANTON WIND ENERGY |  | SWEC_G1 | MARTIN | WIND-O | WEST | 2008 | 123.6 | 120 | 120 | 120 | 120 | 120 | 120 | 120 | 120 | 120 | 120
708 | STELLA WIND |  | STELLA_UNIT1 | KENEDY | WIND-C | COASTAL | 2018 | 201 | 201 | 201 | 201 | 201 | 201 | 201 | 201 | 201 | 201 | 201
709 | STEPHENS RANCH WIND 1 |  | SRWE1_UNIT1 | BORDEN | WIND-O | WEST | 2014 | 213.82 | 211.2 | 211.2 | 211.2 | 211.2 | 211.2 | 211.2 | 211.2 | 211.2 | 211.2 | 211.2
710 | STEPHENS RANCH WIND 2 |  | SRWE1_SRWE2 | BORDEN | WIND-O | WEST | 2015 | 166.52 | 164.7 | 164.7 | 164.7 | 164.7 | 164.7 | 164.7 | 164.7 | 164.7 | 164.7 | 164.7
711 | SWEETWATER WIND 1 | 18INR0073 | SWEETWND_WND1 | NOLAN | WIND-O | WEST | 2003 | 37.5 | 42.5 | 42.5 | 42.5 | 42.5 | 42.5 | 42.5 | 42.5 | 42.5 | 42.5 | 42.5
712 | SWEETWATER WIND 2A | 17INR0068 | SWEETWN2_WND24 | NOLAN | WIND-O | WEST | 2006 | 16 | 16.8 | 16.8 | 16.8 | 16.8 | 16.8 | 16.8 | 16.8 | 16.8 | 16.8 | 16.8
713 | SWEETWATER WIND 2B | 17INR0068 | SWEETWN2_WND2 | NOLAN | WIND-O | WEST | 2004 | 105.3 | 110.8 | 110.8 | 110.8 | 110.8 | 110.8 | 110.8 | 110.8 | 110.8 | 110.8 | 110.8
714 | SWEETWATER WIND 3A |  | SWEETWN3_WND3A | NOLAN | WIND-O | WEST | 2011 | 30.78 | 33.6 | 33.6 | 33.6 | 33.6 | 33.6 | 33.6 | 33.6 | 33.6 | 33.6 | 33.6
715 | SWEETWATER WIND 3B |  | SWEETWN3_WND3B | NOLAN | WIND-O | WEST | 2011 | 108.54 | 118.6 | 118.6 | 118.6 | 118.6 | 118.6 | 118.6 | 118.6 | 118.6 | 118.6 | 118.6
716 | SWEETWATER WIND 4-4A |  | SWEETWN4_WND4A | NOLAN | WIND-O | WEST | 2007 | 119 | 125 | 125 | 125 | 125 | 125 | 125 | 125 | 125 | 125 | 125
717 | SWEETWATER WIND 4-4B |  | SWEETWN4_WND4B | NOLAN | WIND-O | WEST | 2007 | 105.8 | 112 | 112 | 112 | 112 | 112 | 112 | 112 | 112 | 112 | 112
718 | SWEETWATER WIND 4-5 |  | SWEETWN5_WND5 | NOLAN | WIND-O | WEST | 2007 | 80.5 | 85 | 85 | 85 | 85 | 85 | 85 | 85 | 85 | 85 | 85
719 | TAHOKA WIND 1 |  | TAHOKA_UNIT_1 | LYNN | WIND-O | WEST | 2019 | 150 | 150 | 150 | 150 | 150 | 150 | 150 | 150 | 150 | 150 | 150
720 | TAHOKA WIND 2 |  | TAHOKA_UNIT_2 | LYNN | WIND-O | WEST | 2019 | 150 | 150 | 150 | 150 | 150 | 150 | 150 | 150 | 150 | 150 | 150
721 | TEXAS BIG SPRING WIND A |  | SGMTN_SIGNALMT | HOWARD | WIND-O | WEST | 1999 | 27.72 | 27.7 | 27.7 | 27.7 | 27.7 | 27.7 | 27.7 | 27.7 | 27.7 | 27.7 | 27.7
722 | TEXAS BIG SPRING WIND B |  | SGMTN_SIGNALM2 | HOWARD | WIND-O | WEST | 1999 | 6.6 | 6.6 | 6.6 | 6.6 | 6.6 | 6.6 | 6.6 | 6.6 | 6.6 | 6.6 | 6.6
723 | TORRECILLAS WIND 1 |  | TORR_UNIT1_25 | WEBB | WIND-O | SOUTH | 2019 | 150 | 150 | 150 | 150 | 150 | 150 | 150 | 150 | 150 | 150 | 150
724 | TORRECILLAS WIND 2 |  | TORR_UNIT2_23 | WEBB | WIND-O | SOUTH | 2019 | 23 | 23 | 23 | 23 | 23 | 23 | 23 | 23 | 23 | 23 | 23
725 | TORRECILLAS WIND 3 |  | TORR_UNIT2_25 | WEBB | WIND-O | SOUTH | 2019 | 127.5 | 127.5 | 127.5 | 127.5 | 127.5 | 127.5 | 127.5 | 127.5 | 127.5 | 127.5 | 127.5
726 | TRENT WIND 1 A | 17INR0069 | TRENT_TRENT | NOLAN | WIND-O | WEST | 2001 | 38.25 | 38.3 | 38.3 | 38.3 | 38.3 | 38.3 | 38.3 | 38.3 | 38.3 | 38.3 | 38.3
727 | TRENT WIND 1 B |  | TRENT_UNIT_1B | NOLAN | WIND-O | WEST | 2018 | 15.59 | 15.6 | 15.6 | 15.6 | 15.6 | 15.6 | 15.6 | 15.6 | 15.6 | 15.6 | 15.6
728 | TRENT WIND 2 |  | TRENT_UNIT_2 | NOLAN | WIND-O | WEST | 2018 | 50.49 | 50.5 | 50.5 | 50.5 | 50.5 | 50.5 | 50.5 | 50.5 | 50.5 | 50.5 | 50.5
729 | TRENT WIND 3 A |  | TRENT_UNIT_3A | NOLAN | WIND-O | WEST | 2018 | 38.25 | 38.3 | 38.3 | 38.3 | 38.3 | 38.3 | 38.3 | 38.3 | 38.3 | 38.3 | 38.3
730 | TRENT WIND 3 B |  | TRENT_UNIT_3B | NOLAN | WIND-O | WEST | 2018 | 13.79 | 13.8 | 13.8 | 13.8 | 13.8 | 13.8 | 13.8 | 13.8 | 13.8 | 13.8 | 13.8
731 | TRINITY HILLS WIND 1 | 20INR0019 | TRINITY_TH1_BUS1 | ARCHER | WIND-O | WEST | 2012 | 103.4 | 103.4 | 103.4 | 103.4 | 103.4 | 103.4 | 103.4 | 103.4 | 103.4 | 103.4 | 103.4
732 | TRINITY HILLS WIND 2 | 20INR0019 | TRINITY_TH1_BUS2 | ARCHER | WIND-O | WEST | 2012 | 94.6 | 94.6 | 94.6 | 94.6 | 94.6 | 94.6 | 94.6 | 94.6 | 94.6 | 94.6 | 94.6
733 | TSTC WEST TEXAS WIND |  | DG_ROSC2_1UNIT | NOLAN | WIND-O | WEST | 2008 | 2 | 2 | 2 | 2 | 2 | 2 | 2 | 2 | 2 | 2 | 2
734 | TURKEY TRACK WIND |  | TTWEC_G1 | NOLAN | WIND-O | WEST | 2008 | 174.6 | 169.5 | 169.5 | 169.5 | 169.5 | 169.5 | 169.5 | 169.5 | 169.5 | 169.5 | 169.5
735 | TYLER BLUFF WIND |  | TYLRWIND_UNIT1 | COOKE | WIND-O | NORTH | 2017 | 125.6 | 125.6 | 125.6 | 125.6 | 125.6 | 125.6 | 125.6 | 125.6 | 125.6 | 125.6 | 125.6
736 | VENADO WIND U1 |  | VENADO_UNIT1 | ZAPATA | WIND-O | SOUTH | 2021 | 105 | 105 | 105 | 105 | 105 | 105 | 105 | 105 | 105 | 105 | 105
737 | VENADO WIND U2 |  | VENADO_UNIT2 | ZAPATA | WIND-O | SOUTH | 2021 | 96.6 | 96.6 | 96.6 | 96.6 | 96.6 | 96.6 | 96.6 | 96.6 | 96.6 | 96.6 | 96.6
738 | VERA WIND 1 |  | VERAWIND_UNIT1 | KNOX | WIND-O | WEST | 2021 | 12 | 12 | 12 | 12 | 12 | 12 | 12 | 12 | 12 | 12 | 12
739 | VERA WIND 2 |  | VERAWIND_UNIT2 | KNOX | WIND-O | WEST | 2021 | 7.2 | 7.2 | 7.2 | 7.2 | 7.2 | 7.2 | 7.2 | 7.2 | 7.2 | 7.2 | 7.2
740 | VERA WIND 3 |  | VERAWIND_UNIT3 | KNOX | WIND-O | WEST | 2021 | 100.8 | 100.8 | 100.8 | 100.8 | 100.8 | 100.8 | 100.8 | 100.8 | 100.8 | 100.8 | 100.8
741 | VERA WIND 4 |  | VERAWIND_UNIT4 | KNOX | WIND-O | WEST | 2021 | 22 | 22 | 22 | 22 | 22 | 22 | 22 | 22 | 22 | 22 | 22
742 | VERA WIND 5 |  | VERAWIND_UNIT5 | KNOX | WIND-O | WEST | 2021 | 100.8 | 100.8 | 100.8 | 100.8 | 100.8 | 100.8 | 100.8 | 100.8 | 100.8 | 100.8 | 100.8
743 | VERTIGO WIND (FORMERLY GREEN PASTURES WIND 2) |  | VERTIGO_WIND_I | BAYLOR | WIND-O | WEST | 2015 | 150 | 150 | 150 | 150 | 150 | 150 | 150 | 150 | 150 | 150 | 150
744 | WAKE WIND 1 |  | WAKEWE_G1 | DICKENS | WIND-P | PANHANDLE | 2016 | 114.91 | 114.9 | 114.9 | 114.9 | 114.9 | 114.9 | 114.9 | 114.9 | 114.9 | 114.9 | 114.9
745 | WAKE WIND 2 |  | WAKEWE_G2 | DICKENS | WIND-P | PANHANDLE | 2016 | 142.35 | 142.3 | 142.3 | 142.3 | 142.3 | 142.3 | 142.3 | 142.3 | 142.3 | 142.3 | 142.3
746 | WEST RAYMOND (EL TRUENO) WIND U1 |  | TRUENO_UNIT1 | WILLACY | WIND-C | COASTAL | 2021 | 116.6 | 116.6 | 116.6 | 116.6 | 116.6 | 116.6 | 116.6 | 116.6 | 116.6 | 116.6 | 116.6
747 | WEST RAYMOND (EL TRUENO) WIND U2 |  | TRUENO_UNIT2 | WILLACY | WIND-C | COASTAL | 2021 | 123.2 | 123.2 | 123.2 | 123.2 | 123.2 | 123.2 | 123.2 | 123.2 | 123.2 | 123.2 | 123.2
748 | WHIRLWIND ENERGY |  | WEC_WECG1 | FLOYD | WIND-P | PANHANDLE | 2007 | 59.8 | 57 | 57 | 57 | 57 | 57 | 57 | 57 | 57 | 57 | 57
749 | WHITETAIL WIND |  | EXGNWTL_WIND_1 | WEBB | WIND-O | SOUTH | 2012 | 92.34 | 92.3 | 92.3 | 92.3 | 92.3 | 92.3 | 92.3 | 92.3 | 92.3 | 92.3 | 92.3
750 | WHITE MESA WIND U1 |  | WHMESA_UNIT1 | CROCKETT | WIND-O | WEST | 2022 | 152.3 | 152.3 | 152.3 | 152.3 | 152.3 | 152.3 | 152.3 | 152.3 | 152.3 | 152.3 | 152.3
751 | WHITE MESA 2 WIND U1 |  | WHMESA_UNIT2_23 | CROCKETT | WIND-O | WEST | 2022 | 13.92 | 13.9 | 13.9 | 13.9 | 13.9 | 13.9 | 13.9 | 13.9 | 13.9 | 13.9 | 13.9
752 | WHITE MESA 2 WIND U2 |  | WHMESA_UNIT2_28 | CROCKETT | WIND-O | WEST | 2022 | 183.3 | 183.3 | 183.3 | 183.3 | 183.3 | 183.3 | 183.3 | 183.3 | 183.3 | 183.3 | 183.3
753 | WHITE MESA 2 WIND U3 |  | WHMESA_UNIT3_23 | CROCKETT | WIND-O | WEST | 2022 | 18.56 | 18.6 | 18.6 | 18.6 | 18.6 | 18.6 | 18.6 | 18.6 | 18.6 | 18.6 | 18.6
754 | WHITE MESA 2 WIND U4 |  | WHMESA_UNIT3_28 | CROCKETT | WIND-O | WEST | 2022 | 132.54 | 132.5 | 132.5 | 132.5 | 132.5 | 132.5 | 132.5 | 132.5 | 132.5 | 132.5 | 132.5
755 | WILLOW SPRINGS WIND A |  | SALVTION_UNIT1 | HASKELL | WIND-O | WEST | 2017 | 125 | 125 | 125 | 125 | 125 | 125 | 125 | 125 | 125 | 125 | 125
756 | WILLOW SPRINGS WIND B |  | SALVTION_UNIT2 | HASKELL | WIND-O | WEST | 2017 | 125 | 125 | 125 | 125 | 125 | 125 | 125 | 125 | 125 | 125 | 125
757 | WILSON RANCH (INFINITY LIVE OAK WIND) |  | WL_RANCH_UNIT1 | SCHLEICHER | WIND-O | WEST | 2020 | 199.5 | 199.5 | 199.5 | 199.5 | 199.5 | 199.5 | 199.5 | 199.5 | 199.5 | 199.5 | 199.5
758 | WINDTHORST 2 WIND |  | WNDTHST2_UNIT1 | ARCHER | WIND-O | WEST | 2014 | 67.62 | 67.6 | 67.6 | 67.6 | 67.6 | 67.6 | 67.6 | 67.6 | 67.6 | 67.6 | 67.6
759 | WKN MOZART WIND |  | MOZART_WIND_1 | KENT | WIND-O | WEST | 2012 | 30 | 30 | 30 | 30 | 30 | 30 | 30 | 30 | 30 | 30 | 30
760 | WOLF RIDGE WIND | 21INR0511 | WHTTAIL_WR1 | COOKE | WIND-O | NORTH | 2008 | 112.5 | 112.5 | 112.5 | 112.5 | 112.5 | 112.5 | 112.5 | 112.5 | 112.5 | 112.5 | 112.5
761 | Operational Capacity Total (Wind) | [6 empty] | 30920.2 | 30862.7 | 30862.7 | 30862.7 | 30862.7 | 30862.7 | 30862.7 | 30862.7 | 30862.7 | 30862.7 | 30862.7
762
763 | Operational Wind Capacity Sub-total (Coastal Counties) |  | WIND_OPERATIONAL_C |  |  |  |  | 4871.27 | 4865.1 | 4865.1 | 4865.1 | 4865.1 | 4865.1 | 4865.1 | 4865.1 | 4865.1 | 4865.1 | 4865.1
764 | Wind Peak Average Capacity Percentage (Coastal) |  | WIND_PEAK_PCT_C | % |  |  |  | 100 | 60 | 60 | 60 | 60 | 60 | 60 | 60 | 60 | 60 | 60
765
766 | Operational Wind Capacity Sub-total (Panhandle Counties) |  | WIND_OPERATIONAL_P |  |  |  |  | 4410.43 | 4407.7 | 4407.7 | 4407.7 | 4407.7 | 4407.7 | 4407.7 | 4407.7 | 4407.7 | 4407.7 | 4407.7
767 | Wind Peak Average Capacity Percentage (Panhandle) |  | WIND_PEAK_PCT_P | % |  |  |  | 100 | 30 | 30 | 30 | 30 | 30 | 30 | 30 | 30 | 30 | 30
768
769 | Operational Wind Capacity Sub-total (Other Counties) |  | WIND_OPERATIONAL_O |  |  |  |  | 21638.5 | 21589.9 | 21589.9 | 21589.9 | 21589.9 | 21589.9 | 21589.9 | 21589.9 | 21589.9 | 21589.9 | 21589.9
770 | Wind Peak Average Capacity Percentage (Other) |  | WIND_PEAK_PCT_O | % |  |  |  | 100 | 21 | 21 | 21 | 21 | 21 | 21 | 21 | 21 | 21 | 21
771
772 | Operational Resources (Wind) - Synchronized but not Approved for Commercial Operations
773 | ANCHOR WIND I | 21INR0387 | ANCHOR_WIND2 | CALLAHAN | WIND-O | WEST | 2022 | 98.9 | 98.9 | 98.9 | 98.9 | 98.9 | 98.9 | 98.9 | 98.9 | 98.9 | 98.9 | 98.9
774 | ANCHOR WIND II A | 21INR0539 | ANCHOR_WIND3 | CALLAHAN | WIND-O | WEST | 2022 | 90 | 90 | 90 | 90 | 90 | 90 | 90 | 90 | 90 | 90 | 90
775 | ANCHOR WIND II B | 21INR0539 | ANCHOR_WIND4 | CALLAHAN | WIND-O | WEST | 2022 | 38.7 | 38.7 | 38.7 | 38.7 | 38.7 | 38.7 | 38.7 | 38.7 | 38.7 | 38.7 | 38.7
776 | ANCHOR WIND IV | 22INR0562 | ANCHOR_WIND5 | CALLAHAN | WIND-O | WEST | 2022 | 19.3 | 19.3 | 19.3 | 19.3 | 19.3 | 19.3 | 19.3 | 19.3 | 19.3 | 19.3 | 19.3
777 | APOGEE WIND U1 | 21INR0467 | APOGEE_UNIT1 | THROCKMORTON | WIND-O | WEST | 2022 | 25 | 25 | 25 | 25 | 25 | 25 | 25 | 25 | 25 | 25 | 25
778 | APOGEE WIND U2 | 21INR0467 | APOGEE_UNIT2 | THROCKMORTON | WIND-O | WEST | 2022 | 14 | 14 | 14 | 14 | 14 | 14 | 14 | 14 | 14 | 14 | 14
779 | APOGEE WIND U3 | 21INR0467 | APOGEE_UNIT3 | THROCKMORTON | WIND-O | WEST | 2022 | 30.2 | 30.2 | 30.2 | 30.2 | 30.2 | 30.2 | 30.2 | 30.2 | 30.2 | 30.2 | 30.2
780 | APOGEE WIND U4 | 21INR0467 | APOGEE_UNIT4 | THROCKMORTON | WIND-O | WEST | 2022 | 115 | 115 | 115 | 115 | 115 | 115 | 115 | 115 | 115 | 115 | 115
781 | APOGEE WIND U5 | 21INR0467 | APOGEE_UNIT5 | THROCKMORTON | WIND-O | WEST | 2022 | 110 | 110 | 110 | 110 | 110 | 110 | 110 | 110 | 110 | 110 | 110
782 | APOGEE WIND U6 | 21INR0467 | APOGEE_UNIT6 | THROCKMORTON | WIND-O | WEST | 2022 | 24 | 24 | 24 | 24 | 24 | 24 | 24 | 24 | 24 | 24 | 24
783 | APOGEE WIND U7 | 21INR0467 | APOGEE_UNIT7 | THROCKMORTON | WIND-O | WEST | 2022 | 75 | 75 | 75 | 75 | 75 | 75 | 75 | 75 | 75 | 75 | 75
784 | AQUILLA LAKE WIND U1 | 19INR0145 | AQUILLA_U1_23 | HILL | WIND-O | NORTH | 2022 | 13.9 | 13.9 | 13.9 | 13.9 | 13.9 | 13.9 | 13.9 | 13.9 | 13.9 | 13.9 | 13.9
785 | AQUILLA LAKE WIND U2 | 19INR0145 | AQUILLA_U1_28 | HILL | WIND-O | NORTH | 2022 | 135.4 | 135.4 | 135.4 | 135.4 | 135.4 | 135.4 | 135.4 | 135.4 | 135.4 | 135.4 | 135.4
786 | AQUILLA LAKE 2 WIND U1 | 20INR0256 | AQUILLA_U2_23 | HILL | WIND-O | NORTH | 2022 | 7 | 7 | 7 | 7 | 7 | 7 | 7 | 7 | 7 | 7 | 7
787 | AQUILLA LAKE 2 WIND U2 | 20INR0256 | AQUILLA_U2_28 | HILL | WIND-O | NORTH | 2022 | 143.8 | 143.8 | 143.8 | 143.8 | 143.8 | 143.8 | 143.8 | 143.8 | 143.8 | 143.8 | 143.8
788 | BAIRD NORTH WIND U1 | 20INR0083 | BAIRDWND_UNIT1 | CALLAHAN | WIND-O | WEST | 2022 | 195 | 195 | 195 | 195 | 195 | 195 | 195 | 195 | 195 | 195 | 195
789 | BAIRD NORTH WIND U2 | 20INR0083 | BAIRDWND_UNIT2 | CALLAHAN | WIND-O | WEST | 2022 | 145 | 145 | 145 | 145 | 145 | 145 | 145 | 145 | 145 | 145 | 145
790 | BLACKJACK CREEK WIND U1 | 20INR0068 | BLACKJAK_UNIT1 | BEE | WIND-O | SOUTH | 2022 | 120 | 120 | 120 | 120 | 120 | 120 | 120 | 120 | 120 | 120 | 120
791 | BLACKJACK CREEK WIND U2 | 20INR0068 | BLACKJAK_UNIT2 | BEE | WIND-O | SOUTH | 2022 | 120 | 120 | 120 | 120 | 120 | 120 | 120 | 120 | 120 | 120 | 120
792 | BOARD CREEK WP U1 | 21INR0324 | BOARDCRK_UNIT1 | NAVARRO | WIND-O | NORTH | 2022 | 108.8 | 108.8 | 108.8 | 108.8 | 108.8 | 108.8 | 108.8 | 108.8 | 108.8 | 108.8 | 108.8
793 | BOARD CREEK WP U2 | 21INR0324 | BOARDCRK_UNIT2 | NAVARRO | WIND-O | NORTH | 2022 | 190.4 | 190.4 | 190.4 | 190.4 | 190.4 | 190.4 | 190.4 | 190.4 | 190.4 | 190.4 | 190.4
794 | COYOTE WIND U1 | 17INR0027b | COYOTE_W_UNIT1 | SCURRY | WIND-O | WEST | 2022 | 90 | 90 | 90 | 90 | 90 | 90 | 90 | 90 | 90 | 90 | 90
795 | COYOTE WIND U2 | 17INR0027b | COYOTE_W_UNIT2 | SCURRY | WIND-O | WEST | 2022 | 26.6 | 26.6 | 26.6 | 26.6 | 26.6 | 26.6 | 26.6 | 26.6 | 26.6 | 26.6 | 26.6
796 | COYOTE WIND U3 | 17INR0027b | COYOTE_W_UNIT3 | SCURRY | WIND-O | WEST | 2022 | 126 | 126 | 126 | 126 | 126 | 126 | 126 | 126 | 126 | 126 | 126
797 | FOXTROT WIND U1 | 20INR0129 | FOXTROT_UNIT1 | BEE | WIND-O | SOUTH | 2022 | 130.2 | 130.2 | 130.2 | 130.2 | 130.2 | 130.2 | 130.2 | 130.2 | 130.2 | 130.2 | 130.2
798 | FOXTROT WIND U2 | 20INR0129 | FOXTROT_UNIT2 | BEE | WIND-O | SOUTH | 2022 | 84 | 84 | 84 | 84 | 84 | 84 | 84 | 84 | 84 | 84 | 84
799 | FOXTROT WIND U3 | 20INR0129 | FOXTROT_UNIT3 | BEE | WIND-O | SOUTH | 2022 | 54 | 54 | 54 | 54 | 54 | 54 | 54 | 54 | 54 | 54 | 54
800 | HARALD (BEARKAT WIND B) | 15INR0064b | HARALD_UNIT1 | GLASSCOCK | WIND-O | WEST | 2022 | 162.1 | 162.1 | 162.1 | 162.1 | 162.1 | 162.1 | 162.1 | 162.1 | 162.1 | 162.1 | 162.1
801 | LAS MAJADAS WIND U1 | 17INR0035 | LMAJADAS_UNIT1 | WILLACY | WIND-C | COASTAL | 2022 | 110 | 110 | 110 | 110 | 110 | 110 | 110 | 110 | 110 | 110 | 110
802 | LAS MAJADAS WIND U2 | 17INR0035 | LMAJADAS_UNIT2 | WILLACY | WIND-C | COASTAL | 2022 | 24 | 24 | 24 | 24 | 24 | 24 | 24 | 24 | 24 | 24 | 24
803 | LAS MAJADAS WIND U3 | 17INR0035 | LMAJADAS_UNIT3 | WILLACY | WIND-C | COASTAL | 2022 | 138.6 | 138.6 | 138.6 | 138.6 | 138.6 | 138.6 | 138.6 | 138.6 | 138.6 | 138.6 | 138.6
804 | MARYNEAL WINDPOWER | 18INR0031 | MARYNEAL_UNIT1 | NOLAN | WIND-O | WEST | 2022 | 182.4 | 182.4 | 182.4 | 182.4 | 182.4 | 182.4 | 182.4 | 182.4 | 182.4 | 182.4 | 182.4
805 | MESTENO WIND | 16INR0081 | MESTENO_UNIT_1 | STARR | WIND-O | SOUTH | 2022 | 201.6 | 201.6 | 201.6 | 201.6 | 201.6 | 201.6 | 201.6 | 201.6 | 201.6 | 201.6 | 201.6
806 | PRAIRIE HILL WIND U1 | 19INR0100 | PHILLWND_UNIT1 | LIMESTONE | WIND-O | NORTH | 2022 | 153 | 153 | 153 | 153 | 153 | 153 | 153 | 153 | 153 | 153 | 153
807 | PRAIRIE HILL WIND U2 | 19INR0100 | PHILLWND_UNIT2 | LIMESTONE | WIND-O | NORTH | 2022 | 147 | 147 | 147 | 147 | 147 | 147 | 147 | 147 | 147 | 147 | 147
808 | PRIDDY WIND U1 | 16INR0085 | PRIDDY_UNIT1 | MILLS | WIND-O | NORTH | 2022 | 187.2 | 187.2 | 187.2 | 187.2 | 187.2 | 187.2 | 187.2 | 187.2 | 187.2 | 187.2 | 187.2
809 | PRIDDY WIND U2 | 16INR0085 | PRIDDY_UNIT2 | MILLS | WIND-O | NORTH | 2022 | 115.2 | 115.2 | 115.2 | 115.2 | 115.2 | 115.2 | 115.2 | 115.2 | 115.2 | 115.2 | 115.2
810 | TG EAST WIND U1 | 19INR0052 | TRUSGILL_UNIT1 | KNOX | WIND-O | WEST | 2022 | 42 | 42 | 42 | 42 | 42 | 42 | 42 | 42 | 42 | 42 | 42
811 | TG EAST WIND U2 | 19INR0052 | TRUSGILL_UNIT2 | KNOX | WIND-O | WEST | 2022 | 44.8 | 44.8 | 44.8 | 44.8 | 44.8 | 44.8 | 44.8 | 44.8 | 44.8 | 44.8 | 44.8
812 | TG EAST WIND U3 | 19INR0052 | TRUSGILL_UNIT3 | KNOX | WIND-O | WEST | 2022 | 42 | 42 | 42 | 42 | 42 | 42 | 42 | 42 | 42 | 42 | 42
813 | TG EAST WIND U4 | 19INR0052 | TRUSGILL_UNIT4 | KNOX | WIND-O | WEST | 2022 | 207.2 | 207.2 | 207.2 | 207.2 | 207.2 | 207.2 | 207.2 | 207.2 | 207.2 | 207.2 | 207.2
814 | VORTEX WIND U1 | 20INR0120 | VORTEX_WIND1 | THROCKMORTON | WIND-O | WEST | 2022 | 153.6 | 153.6 | 153.6 | 153.6 | 153.6 | 153.6 | 153.6 | 153.6 | 153.6 | 153.6 | 153.6
815 | VORTEX WIND U2 | 20INR0120 | VORTEX_WIND2 | THROCKMORTON | WIND-O | WEST | 2022 | 24.2 | 24.2 | 24.2 | 24.2 | 24.2 | 24.2 | 24.2 | 24.2 | 24.2 | 24.2 | 24.2
816 | VORTEX WIND U3 | 20INR0120 | VORTEX_WIND3 | THROCKMORTON | WIND-O | WEST | 2022 | 158.4 | 158.4 | 158.4 | 158.4 | 158.4 | 158.4 | 158.4 | 158.4 | 158.4 | 158.4 | 158.4
817 | VORTEX WIND U4 | 20INR0120 | VORTEX_WIND4 | THROCKMORTON | WIND-O | WEST | 2022 | 14 | 14 | 14 | 14 | 14 | 14 | 14 | 14 | 14 | 14 | 14
818 | WHITEHORSE WIND U1 | 19INR0080 | WH_WIND_UNIT1 | FISHER | WIND-O | WEST | 2023 | 209.4 | 209.4 | 209.4 | 209.4 | 209.4 | 209.4 | 209.4 | 209.4 | 209.4 | 209.4 | 209.4
819 | WHITEHORSE WIND U2 | 19INR0080 | WH_WIND_UNIT2 | FISHER | WIND-O | WEST | 2023 | 209.5 | 209.5 | 209.5 | 209.5 | 209.5 | 209.5 | 209.5 | 209.5 | 209.5 | 209.5 | 209.5
820 | WILDWIND U1 | 20INR0033 | WILDWIND_UNIT1 | COOKE | WIND-O | NORTH | 2022 | 18.38 | 18.4 | 18.4 | 18.4 | 18.4 | 18.4 | 18.4 | 18.4 | 18.4 | 18.4 | 18.4
821 | WILDWIND U2 | 20INR0033 | WILDWIND_UNIT2 | COOKE | WIND-O | NORTH | 2022 | 48 | 48 | 48 | 48 | 48 | 48 | 48 | 48 | 48 | 48 | 48
822 | WILDWIND U3 | 20INR0033 | WILDWIND_UNIT3 | COOKE | WIND-O | NORTH | 2022 | 6.3 | 6.3 | 6.3 | 6.3 | 6.3 | 6.3 | 6.3 | 6.3 | 6.3 | 6.3 | 6.3
823 | WILDWIND U4 | 20INR0033 | WILDWIND_UNIT4 | COOKE | WIND-O | NORTH | 2022 | 54.6 | 54.6 | 54.6 | 54.6 | 54.6 | 54.6 | 54.6 | 54.6 | 54.6 | 54.6 | 54.6
824 | WILDWIND U5 | 20INR0033 | WILDWIND_UNIT5 | COOKE | WIND-O | NORTH | 2022 | 52.8 | 52.8 | 52.8 | 52.8 | 52.8 | 52.8 | 52.8 | 52.8 | 52.8 | 52.8 | 52.8
825 | Operational Capacity - Synchronized but not Approved for Commercial Operations Total (Wind) | [6 empty] | 5036.48 | 5036.5 | 5036.5 | 5036.5 | 5036.5 | 5036.5 | 5036.5 | 5036.5 | 5036.5 | 5036.5 | 5036.5
826
827 | Operational Wind Capacity Synchronized but not Approved for Commercial Operations Sub-total (Coastal Counties) |  | WIND_SYNCHRONIZED_C |  |  |  |  | 272.6 | 272.6 | 272.6 | 272.6 | 272.6 | 272.6 | 272.6 | 272.6 | 272.6 | 272.6 | 272.6
828 | Wind Peak Average Capacity Percentage (Coastal) |  | WIND_SYNC_PEAK_PCT_C | % |  |  |  | 100 | 60 | 60 | 60 | 60 | 60 | 60 | 60 | 60 | 60 | 60
829
830 | Operational Wind Capacity Synchronized but not Approved for Commercial Operations Sub-total (Panhandle Counties) |  | WIND_SYNCHRONIZED_P |  |  |  |  | 0 | 0 | 0 | 0 | 0 | 0 | 0 | 0 | 0 | 0 | 0
831 | Wind Peak Average Capacity Percentage (Panhandle) |  | WIND_SYNC_PEAK_PCT_P | % |  |  |  | 100 | 30 | 30 | 30 | 30 | 30 | 30 | 30 | 30 | 30 | 30
832
833 | Operational Wind Capacity Synchronized but not Approved for Commercial Operations Sub-total (Other Counties) |  | WIND_SYNCHRONIZED_O |  |  |  |  | 4763.88 | 4763.9 | 4763.9 | 4763.9 | 4763.9 | 4763.9 | 4763.9 | 4763.9 | 4763.9 | 4763.9 | 4763.9
834 | Wind Peak Average Capacity Percentage (Other) |  | WIND_SYNC_PEAK_PCT_O | % |  |  |  | 100 | 21 | 21 | 21 | 21 | 21 | 21 | 21 | 21 | 21 | 21
835
836 | Operational Resources (Solar)
837 | ACACIA SOLAR |  | ACACIA_UNIT_1 | PRESIDIO | SOLAR | WEST | 2012 | 10 | 10 | 10 | 10 | 10 | 10 | 10 | 10 | 10 | 10 | 10
838 | ALEXIS SOLAR |  | DG_ALEXIS_ALEXIS | BROOKS | SOLAR | SOUTH | 2019 | 10 | 10 | 10 | 10 | 10 | 10 | 10 | 10 | 10 | 10 | 10
839 | ANSON SOLAR U1 |  | ANSON1_UNIT1 | JONES | SOLAR | WEST | 2022 | 100.8 | 100 | 100 | 100 | 100 | 100 | 100 | 100 | 100 | 100 | 100
840 | ANSON SOLAR U2 |  | ANSON1_UNIT2 | JONES | SOLAR | WEST | 2022 | 100.8 | 100 | 100 | 100 | 100 | 100 | 100 | 100 | 100 | 100 | 100
841 | ARAGORN SOLAR |  | ARAGORN_UNIT1 | CULBERSON | SOLAR | WEST | 2021 | 188.2 | 185 | 185 | 185 | 185 | 185 | 185 | 185 | 185 | 185 | 185
842 | AZURE SKY SOLAR U1 |  | AZURE_SOLAR1 | HASKELL | SOLAR | WEST | 2021 | 74.9 | 74.9 | 74.9 | 74.9 | 74.9 | 74.9 | 74.9 | 74.9 | 74.9 | 74.9 | 74.9
843 | AZURE SKY SOLAR U2 |  | AZURE_SOLAR2 | HASKELL | SOLAR | WEST | 2021 | 153.5 | 153.5 | 153.5 | 153.5 | 153.5 | 153.5 | 153.5 | 153.5 | 153.5 | 153.5 | 153.5
844 | BECK 1 |  | DG_CECSOLAR_DG_BECK1 | BEXAR | SOLAR | SOUTH | 2016 | 1 | bar: Summer Ratings (MW) 2023 to Summer Ratings (MW) 2032
845 | BHE SOLAR PEARL PROJECT (SIRIUS 2) |  | SIRIUS_UNIT2 | PECOS | SOLAR | WEST | 2017 | 50 | 49.1 | 49.1 | 49.1 | 49.1 | 49.1 | 49.1 | 49.1 | 49.1 | 49.1 | 49.1
846 | BLUE WING 1 SOLAR |  | DG_BROOK_1UNIT | BEXAR | SOLAR | SOUTH | 2010 | 7.6 | 7.6 | 7.6 | 7.6 | 7.6 | 7.6 | 7.6 | 7.6 | 7.6 | 7.6 | 7.6
847 | BLUE WING 2 SOLAR |  | DG_ELMEN_1UNIT | BEXAR | SOLAR | SOUTH | 2010 | 7.3 | 7.3 | 7.3 | 7.3 | 7.3 | 7.3 | 7.3 | 7.3 | 7.3 | 7.3 | 7.3
848 | BLUEBELL SOLAR (CAPRICORN RIDGE SOLAR) |  | CAPRIDG4_BB_PV | STERLING | SOLAR | WEST | 2019 | 30 | 30 | 30 | 30 | 30 | 30 | 30 | 30 | 30 | 30 | 30
849 | BLUEBELL SOLAR II 1 (CAPRICORN RIDGE 4) |  | CAPRIDG4_BB2_PV1 | STERLING | SOLAR | WEST | 2021 | 100 | 100 | 100 | 100 | 100 | 100 | 100 | 100 | 100 | 100 | 100
850 | BLUEBELL SOLAR II 2 (CAPRICORN RIDGE 4) |  | CAPRIDG4_BB2_PV2 | STERLING | SOLAR | WEST | 2021 | 15 | 15 | 15 | 15 | 15 | 15 | 15 | 15 | 15 | 15 | 15
851 | BNB LAMESA SOLAR (PHASE I) |  | LMESASLR_UNIT1 | DAWSON | SOLAR | WEST | 2018 | 101.6 | 101.6 | 101.6 | 101.6 | 101.6 | 101.6 | 101.6 | 101.6 | 101.6 | 101.6 | 101.6
852 | BNB LAMESA SOLAR (PHASE II) |  | LMESASLR_IVORY | DAWSON | SOLAR | WEST | 2018 | 50 | 50 | 50 | 50 | 50 | 50 | 50 | 50 | 50 | 50 | 50
853 | BOVINE SOLAR LLC |  | DG_BOVINE_BOVINE | AUSTIN | SOLAR | SOUTH | 2018 | 5 | 5 | 5 | 5 | 5 | 5 | 5 | 5 | 5 | 5 | 5
854 | BOVINE SOLAR LLC |  | DG_BOVINE2_BOVINE2 | AUSTIN | SOLAR | SOUTH | 2018 | 5 | 5 | 5 | 5 | 5 | 5 | 5 | 5 | 5 | 5 | 5
855 | BRIGHTSIDE SOLAR |  | BRIGHTSD_UNIT1 | BEE | SOLAR | SOUTH | 2022 | 53.4 | 50 | 50 | 50 | 50 | 50 | 50 | 50 | 50 | 50 | 50
856 | BRONSON SOLAR I |  | DG_BRNSN_BRNSN | FORT BEND | SOLAR | HOUSTON | 2018 | 5 | 5 | 5 | 5 | 5 | 5 | 5 | 5 | 5 | 5 | 5
857 | BRONSON SOLAR II |  | DG_BRNSN2_BRNSN2 | FORT BEND | SOLAR | HOUSTON | 2018 | 5 | 5 | 5 | 5 | 5 | 5 | 5 | 5 | 5 | 5 | 5
858 | CASCADE SOLAR I |  | DG_CASCADE_CASCADE | WHARTON | SOLAR | SOUTH | 2018 | 5 | 5 | 5 | 5 | 5 | 5 | 5 | 5 | 5 | 5 | 5
859 | CASCADE SOLAR II |  | DG_CASCADE2_CASCADE2 | WHARTON | SOLAR | SOUTH | 2018 | 5 | 5 | 5 | 5 | 5 | 5 | 5 | 5 | 5 | 5 | 5
860 | CASTLE GAP SOLAR |  | CASL_GAP_UNIT1 | UPTON | SOLAR | WEST | 2018 | 180 | 180 | 180 | 180 | 180 | 180 | 180 | 180 | 180 | 180 | 180
861 | CATAN SOLAR |  | DG_CS10_CATAN | KARNES | SOLAR | SOUTH | 2020 | 10 | 10 | 10 | 10 | 10 | 10 | 10 | 10 | 10 | 10 | 10
862 | CHISUM SOLAR |  | DG_CHISUM_CHISUM | LAMAR | SOLAR | NORTH | 2018 | 10 | 10 | 10 | 10 | 10 | 10 | 10 | 10 | 10 | 10 | 10
863 | COMMERCE_SOLAR |  | DG_ X443PV1_SWRI_PV1 | BEXAR | SOLAR | SOUTH | 2019 | 5 | 5 | 5 | 5 | 5 | 5 | 5 | 5 | 5 | 5 | 5
864 | CONIGLIO SOLAR |  | CONIGLIO_UNIT1 | FANNIN | SOLAR | NORTH | 2021 | 125.7 | 125.7 | 125.7 | 125.7 | 125.7 | 125.7 | 125.7 | 125.7 | 125.7 | 125.7 | 125.7
865 | CORAZON SOLAR PHASE I |  | CORAZON_UNIT1 | WEBB | SOLAR | SOUTH | 2021 | 202.6 | 202.6 | 202.6 | 202.6 | 202.6 | 202.6 | 202.6 | 202.6 | 202.6 | 202.6 | 202.6
866 | EAST BLACKLAND SOLAR (PFLUGERVILLE SOLAR) |  | E_BLACK_UNIT_1 | TRAVIS | SOLAR | SOUTH | 2021 | 144 | 144 | 144 | 144 | 144 | 144 | 144 | 144 | 144 | 144 | 144
867 | EDDY SOLAR II |  | DG_EDDYII_EDDYII | MCLENNAN | SOLAR | NORTH | 2018 | 10 | 10 | 10 | 10 | 10 | 10 | 10 | 10 | 10 | 10 | 10
868 | ELARA SOLAR |  | ELARA_SL_UNIT1 | FRIO | SOLAR | SOUTH | 2022 | 132.4 | 132.4 | 132.4 | 132.4 | 132.4 | 132.4 | 132.4 | 132.4 | 132.4 | 132.4 | 132.4
869 | EUNICE SOLAR U1 |  | EUNICE_PV1 | ANDREWS | SOLAR | WEST | 2021 | 189.6 | 189.6 | 189.6 | 189.6 | 189.6 | 189.6 | 189.6 | 189.6 | 189.6 | 189.6 | 189.6
870 | EUNICE SOLAR U2 |  | EUNICE_PV2 | ANDREWS | SOLAR | WEST | 2021 | 237.1 | 237.1 | 237.1 | 237.1 | 237.1 | 237.1 | 237.1 | 237.1 | 237.1 | 237.1 | 237.1
871 | FIFTH GENERATION SOLAR 1 |  | DG_FIFTHGS1_FGSOLAR1 | TRAVIS | SOLAR | SOUTH | 2016 | 1.6 | 1.6 | 1.6 | 1.6 | 1.6 | 1.6 | 1.6 | 1.6 | 1.6 | 1.6 | 1.6
872 | FOWLER RANCH |  | FWLR_SLR_UNIT1 | CRANE | SOLAR | WEST | 2020 | 152.5 | 150 | 150 | 150 | 150 | 150 | 150 | 150 | 150 | 150 | 150
873 | FS BARILLA SOLAR-PECOS |  | HOVEY_UNIT1 | PECOS | SOLAR | WEST | 2015 | 22 | 22 | 22 | 22 | 22 | 22 | 22 | 22 | 22 | 22 | 22
874 | FS EAST PECOS SOLAR |  | BOOTLEG_UNIT1 | PECOS | SOLAR | WEST | 2017 | 126 | 121.1 | 121.1 | 121.1 | 121.1 | 121.1 | 121.1 | 121.1 | 121.1 | 121.1 | 121.1
875 | GALLOWAY 1 SOLAR |  | GALLOWAY_SOLAR1 | CONCHO | SOLAR | WEST | 2021 | 250 | 250 | 250 | 250 | 250 | 250 | 250 | 250 | 250 | 250 | 250
876 | GREASEWOOD SOLAR 1 |  | GREASWOD_UNIT1 | PECOS | SOLAR | WEST | 2021 | 126.3 | 124.6 | 124.6 | 124.6 | 124.6 | 124.6 | 124.6 | 124.6 | 124.6 | 124.6 | 124.6
877 | GREASEWOOD SOLAR 2 |  | GREASWOD_UNIT2 | PECOS | SOLAR | WEST | 2021 | 132.2 | 130.4 | 130.4 | 130.4 | 130.4 | 130.4 | 130.4 | 130.4 | 130.4 | 130.4 | 130.4
878 | GRIFFIN SOLAR |  | DG_GRIFFIN_GRIFFIN | MCLENNAN | SOLAR | NORTH | 2019 | 5 | 5 | 5 | 5 | 5 | 5 | 5 | 5 | 5 | 5 | 5
879 | HIGHWAY 56 |  | DG_HWY56_HWY56 | GRAYSON | SOLAR | NORTH | 2017 | 5.3 | 5.3 | 5.3 | 5.3 | 5.3 | 5.3 | 5.3 | 5.3 | 5.3 | 5.3 | 5.3
880 | HM SEALY SOLAR 1 |  | DG_SEALY_1UNIT | AUSTIN | SOLAR | SOUTH | 2015 | 1.6 | 1.6 | 1.6 | 1.6 | 1.6 | 1.6 | 1.6 | 1.6 | 1.6 | 1.6 | 1.6
881 | HOLSTEIN SOLAR 1 |  | HOLSTEIN_SOLAR1 | NOLAN | SOLAR | WEST | 2020 | 102.2 | 102.2 | 102.2 | 102.2 | 102.2 | 102.2 | 102.2 | 102.2 | 102.2 | 102.2 | 102.2
882 | HOLSTEIN SOLAR 2 |  | HOLSTEIN_SOLAR2 | NOLAN | SOLAR | WEST | 2020 | 102.3 | 102.3 | 102.3 | 102.3 | 102.3 | 102.3 | 102.3 | 102.3 | 102.3 | 102.3 | 102.3
883 | IMPACT SOLAR |  | IMPACT_UNIT1 | LAMAR | SOLAR | NORTH | 2021 | 198.5 | 198.5 | 198.5 | 198.5 | 198.5 | 198.5 | 198.5 | 198.5 | 198.5 | 198.5 | 198.5
884 | JUNO SOLAR PHASE I |  | JUNO_UNIT1 | BORDEN | SOLAR | WEST | 2021 | 162.1 | 162.1 | 162.1 | 162.1 | 162.1 | 162.1 | 162.1 | 162.1 | 162.1 | 162.1 | 162.1
885 | JUNO SOLAR PHASE II |  | JUNO_UNIT2 | BORDEN | SOLAR | WEST | 2021 | 143.5 | 143.5 | 143.5 | 143.5 | 143.5 | 143.5 | 143.5 | 143.5 | 143.5 | 143.5 | 143.5
886 | KELLAM SOLAR |  | KELAM_SL_UNIT1 | VAN ZANDT | SOLAR | NORTH | 2020 | 59.8 | 59.8 | 59.8 | 59.8 | 59.8 | 59.8 | 59.8 | 59.8 | 59.8 | 59.8 | 59.8
887 | LAMPWICK SOLAR |  | DG_LAMPWICK_LAMPWICK | MENARD | SOLAR | WEST | 2019 | 7.5 | 7.5 | 7.5 | 7.5 | 7.5 | 7.5 | 7.5 | 7.5 | 7.5 | 7.5 | 7.5
888 | LAPETUS SOLAR |  | LAPETUS_UNIT_1 | ANDREWS | SOLAR | WEST | 2020 | 100.7 | 100.7 | 100.7 | 100.7 | 100.7 | 100.7 | 100.7 | 100.7 | 100.7 | 100.7 | 100.7
889 | LEON |  | DG_LEON_LEON | HUNT | SOLAR | NORTH | 2017 | 10 | 10 | 10 | 10 | 10 | 10 | 10 | 10 | 10 | 10 | 10
890 | LILY SOLAR |  | LILY_SOLAR1 | KAUFMAN | SOLAR | NORTH | 2021 | 147.6 | 147.6 | 147.6 | 147.6 | 147.6 | 147.6 | 147.6 | 147.6 | 147.6 | 147.6 | 147.6
891 | LONG DRAW SOLAR U1 |  | LGDRAW_S_UNIT1_1 | BORDEN | SOLAR | WEST | 2021 | 98.5 | 98.5 | 98.5 | 98.5 | 98.5 | 98.5 | 98.5 | 98.5 | 98.5 | 98.5 | 98.5
892 | LONG DRAW SOLAR U2 |  | LGDRAW_S_UNIT1_2 | BORDEN | SOLAR | WEST | 2021 | 128.3 | 128.3 | 128.3 | 128.3 | 128.3 | 128.3 | 128.3 | 128.3 | 128.3 | 128.3 | 128.3
893 | MARLIN |  | DG_MARLIN_MARLIN | FALLS | SOLAR | NORTH | 2017 | 5.3 | 5.3 | 5.3 | 5.3 | 5.3 | 5.3 | 5.3 | 5.3 | 5.3 | 5.3 | 5.3
894 | MARS SOLAR (DG) |  | DG_MARS_MARS | WEBB | SOLAR | SOUTH | 2019 | 10 | 10 | 10 | 10 | 10 | 10 | 10 | 10 | 10 | 10 | 10
895 | MISAE SOLAR U1 |  | MISAE_UNIT1 | CHILDRESS | SOLAR | PANHANDLE | 2021 | 121.4 | 121.4 | 121.4 | 121.4 | 121.4 | 121.4 | 121.4 | 121.4 | 121.4 | 121.4 | 121.4
896 | MISAE SOLAR U2 |  | MISAE_UNIT2 | CHILDRESS | SOLAR | PANHANDLE | 2021 | 118.6 | 118.6 | 118.6 | 118.6 | 118.6 | 118.6 | 118.6 | 118.6 | 118.6 | 118.6 | 118.6
897 | NEBULA SOLAR (RAYOS DEL SOL) U1 |  | NEBULA_UNIT1 | CAMERON | SOLAR | COASTAL | 2022 | 137.5 | 137.5 | 137.5 | 137.5 | 137.5 | 137.5 | 137.5 | 137.5 | 137.5 | 137.5 | 137.5
898 | NOBLE SOLAR U1 |  | NOBLESLR_SOLAR1 | DENTON | SOLAR | NORTH | 2022 | 148.8 | 146.7 | 146.7 | 146.7 | 146.7 | 146.7 | 146.7 | 146.7 | 146.7 | 146.7 | 146.7
899 | NOBLE SOLAR U2 |  | NOBLESLR_SOLAR2 | DENTON | SOLAR | NORTH | 2022 | 130.2 | 128.3 | 128.3 | 128.3 | 128.3 | 128.3 | 128.3 | 128.3 | 128.3 | 128.3 | 128.3
900 | NORTH GAINESVILLE |  | DG_NGNSVL_NGAINESV | COOKE | SOLAR | NORTH | 2017 | 5.2 | 5.2 | 5.2 | 5.2 | 5.2 | 5.2 | 5.2 | 5.2 | 5.2 | 5.2 | 5.2
901 | OBERON SOLAR |  | OBERON_UNIT_1 | ECTOR | SOLAR | WEST | 2020 | 180 | 180 | 180 | 180 | 180 | 180 | 180 | 180 | 180 | 180 | 180
902 | OCI ALAMO 1 SOLAR |  | OCI_ALM1_UNIT1 | BEXAR | SOLAR | SOUTH | 2013 | 39.18 | 39.2 | 39.2 | 39.2 | 39.2 | 39.2 | 39.2 | 39.2 | 39.2 | 39.2 | 39.2
903 | OCI ALAMO 2 SOLAR-ST. HEDWIG |  | DG_STHWG_UNIT1 | BEXAR | SOLAR | SOUTH | 2014 | 4.4 | 4.4 | 4.4 | 4.4 | 4.4 | 4.4 | 4.4 | 4.4 | 4.4 | 4.4 | 4.4
904 | OCI ALAMO 3-WALZEM SOLAR |  | DG_WALZM_UNIT1 | BEXAR | SOLAR | SOUTH | 2014 | 5.5 | 5.5 | 5.5 | 5.5 | 5.5 | 5.5 | 5.5 | 5.5 | 5.5 | 5.5 | 5.5
905 | OCI ALAMO 4 SOLAR-BRACKETVILLE | 22INR0600 | ECLIPSE_UNIT1 | KINNEY | SOLAR | SOUTH | 2014 | 37.62 | 37.6 | 37.6 | 37.6 | 37.6 | 37.6 | 37.6 | 37.6 | 37.6 | 37.6 | 37.6
906 | OCI ALAMO 5 (DOWNIE RANCH) |  | HELIOS_UNIT1 | UVALDE | SOLAR | SOUTH | 2015 | 100 | 100 | 100 | 100 | 100 | 100 | 100 | 100 | 100 | 100 | 100
907 | OCI ALAMO 6 (SIRIUS/WEST TEXAS) |  | SIRIUS_UNIT1 | PECOS | SOLAR | WEST | 2017 | 110.2 | 110.2 | 110.2 | 110.2 | 110.2 | 110.2 | 110.2 | 110.2 | 110.2 | 110.2 | 110.2
908 | OCI ALAMO 7 (PAINT CREEK) |  | SOLARA_UNIT1 | HASKELL | SOLAR | WEST | 2016 | 112 | 112 | 112 | 112 | 112 | 112 | 112 | 112 | 112 | 112 | 112
909 | PHOEBE SOLAR 1 |  | PHOEBE_UNIT1 | WINKLER | SOLAR | WEST | 2019 | 125.04 | 125.1 | 125.1 | 125.1 | 125.1 | 125.1 | 125.1 | 125.1 | 125.1 | 125.1 | 125.1
910 | PHOEBE SOLAR 2 |  | PHOEBE_UNIT2 | WINKLER | SOLAR | WEST | 2019 | 127.95 | 128.1 | 128.1 | 128.1 | 128.1 | 128.1 | 128.1 | 128.1 | 128.1 | 128.1 | 128.1
911 | PHOENIX SOLAR |  | PHOENIX_UNIT1 | FANNIN | SOLAR | NORTH | 2021 | 83.9 | 83.9 | 83.9 | 83.9 | 83.9 | 83.9 | 83.9 | 83.9 | 83.9 | 83.9 | 83.9
912 | POWERFIN KINGSBERY |  | DG_PFK_PFKPV | TRAVIS | SOLAR | SOUTH | 2017 | 2.6 | 2.6 | 2.6 | 2.6 | 2.6 | 2.6 | 2.6 | 2.6 | 2.6 | 2.6 | 2.6
913 | PROSPERO SOLAR 1 U1 |  | PROSPERO_UNIT1 | ANDREWS | SOLAR | WEST | 2020 | 153.6 | 153.6 | 153.6 | 153.6 | 153.6 | 153.6 | 153.6 | 153.6 | 153.6 | 153.6 | 153.6
914 | PROSPERO SOLAR 1 U2 |  | PROSPERO_UNIT2 | ANDREWS | SOLAR | WEST | 2020 | 150 | 150 | 150 | 150 | 150 | 150 | 150 | 150 | 150 | 150 | 150
915 | PROSPERO SOLAR 2 U1 |  | PRSPERO2_UNIT1 | ANDREWS | SOLAR | WEST | 2021 | 126.5 | 126.5 | 126.5 | 126.5 | 126.5 | 126.5 | 126.5 | 126.5 | 126.5 | 126.5 | 126.5
916 | PROSPERO SOLAR 2 U2 |  | PRSPERO2_UNIT2 | ANDREWS | SOLAR | WEST | 2021 | 126.4 | 126.4 | 126.4 | 126.4 | 126.4 | 126.4 | 126.4 | 126.4 | 126.4 | 126.4 | 126.4
917 | QUEEN SOLAR PHASE I |  | QUEEN_SL_SOLAR1 | UPTON | SOLAR | WEST | 2020 | 102.5 | 102.5 | 102.5 | 102.5 | 102.5 | 102.5 | 102.5 | 102.5 | 102.5 | 102.5 | 102.5
918 | QUEEN SOLAR PHASE I |  | QUEEN_SL_SOLAR2 | UPTON | SOLAR | WEST | 2020 | 102.5 | 102.5 | 102.5 | 102.5 | 102.5 | 102.5 | 102.5 | 102.5 | 102.5 | 102.5 | 102.5
919 | QUEEN SOLAR PHASE II |  | QUEEN_SL_SOLAR3 | UPTON | SOLAR | WEST | 2020 | 97.5 | 97.5 | 97.5 | 97.5 | 97.5 | 97.5 | 97.5 | 97.5 | 97.5 | 97.5 | 97.5
920 | QUEEN SOLAR PHASE II |  | QUEEN_SL_SOLAR4 | UPTON | SOLAR | WEST | 2020 | 107.5 | 107.5 | 107.5 | 107.5 | 107.5 | 107.5 | 107.5 | 107.5 | 107.5 | 107.5 | 107.5
921 | RAMBLER SOLAR |  | RAMBLER_UNIT1 | TOM GREEN | SOLAR | WEST | 2020 | 211.19 | 200 | 200 | 200 | 200 | 200 | 200 | 200 | 200 | 200 | 200
922 | RE ROSEROCK SOLAR 1 |  | REROCK_UNIT1 | PECOS | SOLAR | WEST | 2016 | 78.75 | 78.8 | 78.8 | 78.8 | 78.8 | 78.8 | 78.8 | 78.8 | 78.8 | 78.8 | 78.8
923 | RE ROSEROCK SOLAR 2 |  | REROCK_UNIT2 | PECOS | SOLAR | WEST | 2016 | 78.75 | 78.8 | 78.8 | 78.8 | 78.8 | 78.8 | 78.8 | 78.8 | 78.8 | 78.8 | 78.8
924 | REDBARN SOLAR 1 (RE MAPLEWOOD 2A SOLAR) |  | REDBARN_UNIT_1 | PECOS | SOLAR | WEST | 2021 | 222 | 222 | 222 | 222 | 222 | 222 | 222 | 222 | 222 | 222 | 222
925 | REDBARN SOLAR 2 (RE MAPLEWOOD 2B SOLAR) |  | REDBARN_UNIT_2 | PECOS | SOLAR | WEST | 2021 | 28 | 28 | 28 | 28 | 28 | 28 | 28 | 28 | 28 | 28 | 28
926 | RENEWABLE ENERGY ALTERNATIVES-CCS1 |  | DG_COSERVSS_CSS1 | DENTON | SOLAR | NORTH | 2015 | 2 | 2 | 2 | 2 | 2 | 2 | 2 | 2 | 2 | 2 | 2
927 | RIGGINS (SE BUCKTHORN WESTEX SOLAR) |  | RIGGINS_UNIT1 | PECOS | SOLAR | WEST | 2018 | 155.44 | 150 | 150 | 150 | 150 | 150 | 150 | 150 | 150 | 150 | 150
928 | RIPPEY SOLAR |  | RIPPEY_UNIT1 | COOKE | SOLAR | NORTH | 2020 | 59.8 | 59.8 | 59.8 | 59.8 | 59.8 | 59.8 | 59.8 | 59.8 | 59.8 | 59.8 | 59.8
929 | SOLAIREHOLMAN 1 |  | LASSO_UNIT1 | BREWSTER | SOLAR | WEST | 2018 | 50 | 50 | 50 | 50 | 50 | 50 | 50 | 50 | 50 | 50 | 50
930 | SP-TX-12-PHASE B |  | SPTX12B_UNIT1 | UPTON | SOLAR | WEST | 2017 | 157.5 | 157.5 | 157.5 | 157.5 | 157.5 | 157.5 | 157.5 | 157.5 | 157.5 | 157.5 | 157.5
931 | STERLING |  | DG_STRLING_STRLING | HUNT | SOLAR | NORTH | 2018 | 10 | 10 | 10 | 10 | 10 | 10 | 10 | 10 | 10 | 10 | 10
932 | SUNEDISON RABEL ROAD SOLAR |  | DG_VALL1_1UNIT | BEXAR | SOLAR | SOUTH | 2012 | 9.9 | 9.9 | 9.9 | 9.9 | 9.9 | 9.9 | 9.9 | 9.9 | 9.9 | 9.9 | 9.9
933 | SUNEDISON VALLEY ROAD SOLAR |  | DG_VALL2_1UNIT | BEXAR | SOLAR | SOUTH | 2012 | 9.9 | 9.9 | 9.9 | 9.9 | 9.9 | 9.9 | 9.9 | 9.9 | 9.9 | 9.9 | 9.9
934 | SUNEDISON CPS3 SOMERSET 1 SOLAR |  | DG_SOME1_1UNIT | BEXAR | SOLAR | SOUTH | 2012 | 5.6 | 5.6 | 5.6 | 5.6 | 5.6 | 5.6 | 5.6 | 5.6 | 5.6 | 5.6 | 5.6
935 | SUNEDISON SOMERSET 2 SOLAR |  | DG_SOME2_1UNIT | BEXAR | SOLAR | SOUTH | 2012 | 5 | 5 | 5 | 5 | 5 | 5 | 5 | 5 | 5 | 5 | 5
936 | TAYGETE SOLAR 1 U1 |  | TAYGETE_UNIT1 | PECOS | SOLAR | WEST | 2021 | 125.9 | 125.9 | 125.9 | 125.9 | 125.9 | 125.9 | 125.9 | 125.9 | 125.9 | 125.9 | 125.9
937 | TAYGETE SOLAR 1 U2 |  | TAYGETE_UNIT2 | PECOS | SOLAR | WEST | 2021 | 128.9 | 128.9 | 128.9 | 128.9 | 128.9 | 128.9 | 128.9 | 128.9 | 128.9 | 128.9 | 128.9
938 | TITAN SOLAR (IP TITAN) U1 |  | TI_SOLAR_UNIT1 | CULBERSON | SOLAR | WEST | 2021 | 136.8 | 136.8 | 136.8 | 136.8 | 136.8 | 136.8 | 136.8 | 136.8 | 136.8 | 136.8 | 136.8
939 | TITAN SOLAR (IP TITAN) U2 |  | TI_SOLAR_UNIT2 | CULBERSON | SOLAR | WEST | 2021 | 131.1 | 131.1 | 131.1 | 131.1 | 131.1 | 131.1 | 131.1 | 131.1 | 131.1 | 131.1 | 131.1
940 | TPE ERATH SOLAR |  | DG_ERATH_ERATH21 | ERATH | SOLAR | NORTH | 2021 | 10 | 10 | 10 | 10 | 10 | 10 | 10 | 10 | 10 | 10 | 10
941 | WAGYU SOLAR |  | WGU_UNIT1 | BRAZORIA | SOLAR | COASTAL | 2021 | 120 | 120 | 120 | 120 | 120 | 120 | 120 | 120 | 120 | 120 | 120
942 | WALNUT SPRINGS |  | DG_WLNTSPRG_1UNIT | BOSQUE | SOLAR | NORTH | 2016 | 10 | 10 | 10 | 10 | 10 | 10 | 10 | 10 | 10 | 10 | 10
943 | WAYMARK SOLAR |  | WAYMARK_UNIT1 | UPTON | SOLAR | WEST | 2018 | 182 | 182 | 182 | 182 | 182 | 182 | 182 | 182 | 182 | 182 | 182
944 | WEBBERVILLE SOLAR |  | WEBBER_S_WSP1 | TRAVIS | SOLAR | SOUTH | 2011 | 26.7 | 26.7 | 26.7 | 26.7 | 26.7 | 26.7 | 26.7 | 26.7 | 26.7 | 26.7 | 26.7
945 | WEST MOORE II |  | DG_WMOOREII_WMOOREII | GRAYSON | SOLAR | NORTH | 2018 | 5 | 5 | 5 | 5 | 5 | 5 | 5 | 5 | 5 | 5 | 5
946 | WEST OF PECOS SOLAR |  | W_PECOS_UNIT1 | REEVES | SOLAR | WEST | 2019 | 100 | 100 | 100 | 100 | 100 | 100 | 100 | 100 | 100 | 100 | 100
947 | WESTORIA SOLAR U1 |  | WES_UNIT1 | BRAZORIA | SOLAR | COASTAL | 2022 | 101.6 | 100 | 100 | 100 | 100 | 100 | 100 | 100 | 100 | 100 | 100
948 | WESTORIA SOLAR U2 |  | WES_UNIT2 | BRAZORIA | SOLAR | COASTAL | 2022 | 101.6 | 100 | 100 | 100 | 100 | 100 | 100 | 100 | 100 | 100 | 100
949 | WHITESBORO |  | DG_WBORO_WHTSBORO | GRAYSON | SOLAR | NORTH | 2017 | 5 | 5 | 5 | 5 | 5 | 5 | 5 | 5 | 5 | 5 | 5
950 | WHITESBORO II |  | DG_WBOROII_WHBOROII | GRAYSON | SOLAR | NORTH | 2017 | 5 | 5 | 5 | 5 | 5 | 5 | 5 | 5 | 5 | 5 | 5
951 | WHITEWRIGHT |  | DG_WHTRT_WHTRGHT | FANNIN | SOLAR | NORTH | 2017 | 10 | 10 | 10 | 10 | 10 | 10 | 10 | 10 | 10 | 10 | 10
952 | WHITNEY SOLAR |  | DG_WHITNEY_SOLAR1 | BOSQUE | SOLAR | NORTH | 2017 | 10 | 10 | 10 | 10 | 10 | 10 | 10 | 10 | 10 | 10 | 10
953 | YELLOW JACKET SOLAR |  | DG_YLWJACKET_YLWJACKET | BOSQUE | SOLAR | NORTH | 2018 | 5 | 5 | 5 | 5 | 5 | 5 | 5 | 5 | 5 | 5 | 5
954 | Operational Capacity Total (Solar) | [6 empty] | 9284.32 | 9240.8 | 9240.8 | 9240.8 | 9240.8 | 9240.8 | 9240.8 | 9240.8 | 9240.8 | 9240.8 | 9240.8
955 | Solar Peak Average Capacity Percentage |  | SOLAR_PEAK_PCT | % |  |  |  | 100 | 80 | 80 | 80 | 80 | 80 | 80 | 80 | 80 | 80 | 80
956
957 | Operational Resources (Solar) - Synchronized but not Approved for Commercial Operations
958 | BLUE JAY SOLAR I | 21INR0538 | BLUEJAY_UNIT1 | GRIMES | SOLAR | NORTH | 2023 | 69 | 69 | 69 | 69 | 69 | 69 | 69 | 69 | 69 | 69 | 69
959 | BLUE JAY SOLAR II | 19INR0085 | BLUEJAY_UNIT2 | GRIMES | SOLAR | NORTH | 2023 | 141 | 141 | 141 | 141 | 141 | 141 | 141 | 141 | 141 | 141 | 141
960 | BUFFALO CREEK (OLD 300 SOLAR CENTER) U1 | 21INR0406 | BCK_UNIT1 | FORT BEND | SOLAR | HOUSTON | 2022 | 217.5 | 217.5 | 217.5 | 217.5 | 217.5 | 217.5 | 217.5 | 217.5 | 217.5 | 217.5 | 217.5
961 | BUFFALO CREEK (OLD 300 SOLAR CENTER) U2 | 21INR0406 | BCK_UNIT2 | FORT BEND | SOLAR | HOUSTON | 2022 | 221.3 | 221.3 | 221.3 | 221.3 | 221.3 | 221.3 | 221.3 | 221.3 | 221.3 | 221.3 | 221.3
962 | DANCIGER SOLAR U1 | 20INR0098 | DAG_UNIT1 | BRAZORIA | SOLAR | COASTAL | 2022 | 101.4 | 100 | 100 | 100 | 100 | 100 | 100 | 100 | 100 | 100 | 100
963 | DANCIGER SOLAR U2 | 20INR0098 | DAG_UNIT2 | BRAZORIA | SOLAR | COASTAL | 2022 | 101.4 | 100 | 100 | 100 | 100 | 100 | 100 | 100 | 100 | 100 | 100
964 | EMERALD GROVE SOLAR (PECOS SOLAR POWER I) | 15INR0059 | EGROVESL_UNIT1 | CRANE | SOLAR | WEST | 2022 | 109.5 | 108 | 108 | 108 | 108 | 108 | 108 | 108 | 108 | 108 | 108
965 | FIGHTING JAYS SOLAR U1 | 21INR0278 | JAY_UNIT1 | FORT BEND | SOLAR | HOUSTON | 2023 | 179.5 | 179.6 | 179.6 | 179.6 | 179.6 | 179.6 | 179.6 | 179.6 | 179.6 | 179.6 | 179.6
966 | FIGHTING JAYS SOLAR U2 | 21INR0278 | JAY_UNIT2 | FORT BEND | SOLAR | HOUSTON | 2023 | 171.8 | 171.9 | 171.9 | 171.9 | 171.9 | 171.9 | 171.9 | 171.9 | 171.9 | 171.9 | 171.9
967 | LONGBOW SOLAR | 20INR0026 | LON_SOLAR1 | BRAZORIA | SOLAR | COASTAL | 2022 | 78.2 | 77 | 77 | 77 | 77 | 77 | 77 | 77 | 77 | 77 | 77
968 | MCLEAN (SHAKES) SOLAR | 19INR0073 | MCLNSLR_UNIT1 | DIMMIT | SOLAR | SOUTH | 2022 | 207.4 | 200 | 200 | 200 | 200 | 200 | 200 | 200 | 200 | 200 | 200
969 | PISGAH RIDGE SOLAR U1 | 22INR0254 | PISGAH_SOLAR1 | NAVARRO | SOLAR | NORTH | 2022 | 189.4 | 186.5 | 186.5 | 186.5 | 186.5 | 186.5 | 186.5 | 186.5 | 186.5 | 186.5 | 186.5
970 | PISGAH RIDGE SOLAR U2 | 22INR0254 | PISGAH_SOLAR2 | NAVARRO | SOLAR | NORTH | 2022 | 64.4 | 63.5 | 63.5 | 63.5 | 63.5 | 63.5 | 63.5 | 63.5 | 63.5 | 63.5 | 63.5
971 | PLAINVIEW SOLAR (RAMSEY SOLAR) U1 | 20INR0130 | PLN_UNIT1 | WHARTON | SOLAR | SOUTH | 2023 | 270 | 257 | 257 | 257 | 257 | 257 | 257 | 257 | 257 | 257 | 257
972 | PLAINVIEW SOLAR (RAMSEY SOLAR) U2 | 20INR0130 | PLN_UNIT2 | WHARTON | SOLAR | SOUTH | 2023 | 270 | 257 | 257 | 257 | 257 | 257 | 257 | 257 | 257 | 257 | 257
973 | RADIAN SOLAR U1 | 21INR0205 | RADN_SLR_UNIT1 | BROWN | SOLAR | NORTH | 2023 | 161.41 | 158.9 | 158.9 | 158.9 | 158.9 | 158.9 | 158.9 | 158.9 | 158.9 | 158.9 | 158.9
974 | RADIAN SOLAR U2 | 21INR0205 | RADN_SLR_UNIT2 | BROWN | SOLAR | NORTH | 2023 | 166.02 | 162.9 | 162.9 | 162.9 | 162.9 | 162.9 | 162.9 | 162.9 | 162.9 | 162.9 | 162.9
975 | RATLIFF SOLAR (CONCHO VALLEY SOLAR) | 21INR0384 | RATLIFF_SOLAR1 | TOM GREEN | SOLAR | WEST | 2022 | 162.43 | 159.8 | 159.8 | 159.8 | 159.8 | 159.8 | 159.8 | 159.8 | 159.8 | 159.8 | 159.8
976 | ROSELAND SOLAR U1 | 20INR0205 | ROSELAND_SOLAR1 | FALLS | SOLAR | NORTH | 2023 | 254 | 250 | 250 | 250 | 250 | 250 | 250 | 250 | 250 | 250 | 250
977 | ROSELAND SOLAR U2 | 20INR0205 | ROSELAND_SOLAR2 | FALLS | SOLAR | NORTH | 2023 | 167.9 | 165.3 | 165.3 | 165.3 | 165.3 | 165.3 | 165.3 | 165.3 | 165.3 | 165.3 | 165.3
978 | ROSELAND SOLAR U3 | 22INR0506 | ROSELAND_SOLAR3 | FALLS | SOLAR | NORTH | 2023 | 86.1 | 84.7 | 84.7 | 84.7 | 84.7 | 84.7 | 84.7 | 84.7 | 84.7 | 84.7 | 84.7
979 | ROWLAND SOLAR I | 19INR0131 | ROW_UNIT1 | FORT BEND | SOLAR | HOUSTON | 2022 | 101.7 | 100 | 100 | 100 | 100 | 100 | 100 | 100 | 100 | 100 | 100
980 | TAYGETE II SOLAR U1 | 21INR0233 | TAYGETE2_UNIT1 | PECOS | SOLAR | WEST | 2022 | 101.9 | 101.9 | 101.9 | 101.9 | 101.9 | 101.9 | 101.9 | 101.9 | 101.9 | 101.9 | 101.9
981 | TAYGETE II SOLAR U2 | 21INR0233 | TAYGETE2_UNIT2 | PECOS | SOLAR | WEST | 2022 | 101.9 | 101.9 | 101.9 | 101.9 | 101.9 | 101.9 | 101.9 | 101.9 | 101.9 | 101.9 | 101.9
982 | SAMSON SOLAR 1 U1 | 21INR0221 | SAMSON_1_G1 | LAMAR | SOLAR | NORTH | 2022 | 128.42 | 125 | 125 | 125 | 125 | 125 | 125 | 125 | 125 | 125 | 125
983 | SAMSON SOLAR 1 U2 | 21INR0221 | SAMSON_1_G2 | LAMAR | SOLAR | NORTH | 2022 | 128.42 | 125 | 125 | 125 | 125 | 125 | 125 | 125 | 125 | 125 | 125
984 | SAMSON SOLAR 3 U1 | 21INR0491 | SAMSON_3_G1 | LAMAR | SOLAR | NORTH | 2022 | 128.42 | 125 | 125 | 125 | 125 | 125 | 125 | 125 | 125 | 125 | 125
985 | SAMSON SOLAR 3 U2 | 21INR0491 | SAMSON_3_G2 | LAMAR | SOLAR | NORTH | 2022 | 128.42 | 125 | 125 | 125 | 125 | 125 | 125 | 125 | 125 | 125 | 125
986 | STRATEGIC SOLAR 1 | 20INR0081 | STRATEGC_UNIT1 | ELLIS | SOLAR | NORTH | 2022 | 135 | 135 | 135 | 135 | 135 | 135 | 135 | 135 | 135 | 135 | 135
987 | SUN VALLEY U1 | 19INR0169 | SUNVASLR_UNIT1 | HILL | SOLAR | NORTH | 2022 | 165.75 | 165.8 | 165.8 | 165.8 | 165.8 | 165.8 | 165.8 | 165.8 | 165.8 | 165.8 | 165.8
988 | SUN VALLEY U2 | 19INR0169 | SUNVASLR_UNIT2 | HILL | SOLAR | NORTH | 2022 | 86.19 | 86.2 | 86.2 | 86.2 | 86.2 | 86.2 | 86.2 | 86.2 | 86.2 | 86.2 | 86.2
989 | VANCOURT SOLAR | 21INR0213 | VANCOURT_UNIT1 | CAMERON | SOLAR | COASTAL | 2022 | 45.7 | 45.7 | 45.7 | 45.7 | 45.7 | 45.7 | 45.7 | 45.7 | 45.7 | 45.7 | 45.7
990 | VISION SOLAR 1 | 20INR0082 | VISION_UNIT1 | NAVARRO | SOLAR | NORTH | 2022 | 129.2 | 127 | 127 | 127 | 127 | 127 | 127 | 127 | 127 | 127 | 127
991 | Operational Capacity - Synchronized but not Approved for Commercial Operations Total (Solar) | [6 empty] | 4770.68 | 4694.4 | 4694.4 | 4694.4 | 4694.4 | 4694.4 | 4694.4 | 4694.4 | 4694.4 | 4694.4 | 4694.4
992 | Solar Peak Average Capacity Percentage |  | SOLAR_SYNC_PEAK_PCT | % |  |  |  | 100 | 80 | 80 | 80 | 80 | 80 | 80 | 80 | 80 | 80 | 80
993
994 | Operational Resources (Storage)
995 | AZURE SKY BESS |  | AZURE_BESS1 | HASKELL | STORAGE | WEST | 2022 | 77.6 | 77.6 | 77.6 | 77.6 | 77.6 | 77.6 | 77.6 | 77.6 | 77.6 | 77.6 | 77.6
996 | BAT CAVE |  | BATCAVE_BES1 | MASON | STORAGE | SOUTH | 2021 | 100.5 | 100.5 | 100.5 | 100.5 | 100.5 | 100.5 | 100.5 | 100.5 | 100.5 | 100.5 | 100.5
997 | BLUE SUMMIT BATTERY |  | BLSUMMIT_BATTERY | WILBARGER | STORAGE | WEST | 2017 | 30 | 30 | 30 | 30 | 30 | 30 | 30 | 30 | 30 | 30 | 30
998 | BRP ALVIN (DGR) |  | ALVIN_UNIT1 | BRAZORIA | STORAGE | HOUSTON | 2022 | 9.95 | 10 | 10 | 10 | 10 | 10 | 10 | 10 | 10 | 10 | 10
999 | BRP ANGELTON (DGR) |  | ANGLETON_UNIT1 | BRAZORIA | STORAGE | HOUSTON | 2022 | 9.95 | 10 | 10 | 10 | 10 | 10 | 10 | 10 | 10 | 10 | 10
1000 | BRP BRAZORIA |  | BRAZORIA_UNIT1 | BRAZORIA | STORAGE | COASTAL | 2020 | 9.95 | 10 | 10 | 10 | 10 | 10 | 10 | 10 | 10 | 10 | 10
1001 | BRP DICKINSON (DGR) |  | DICKNSON_UNIT1 | GALVESTON | STORAGE | HOUSTON | 2022 | 9.95 | 10 | 10 | 10 | 10 | 10 | 10 | 10 | 10 | 10 | 10
1002 | BRP HEIGHTS (DGR) |  | HEIGHTTN_UNIT1 | GALVESTON | STORAGE | HOUSTON | 2022 | 9.95 | 10 | 10 | 10 | 10 | 10 | 10 | 10 | 10 | 10 | 10
1003 | BRP LOOP 463 (DGR) |  | BRP_4631_UNIT1 | VICTORIA | STORAGE | SOUTH | 2021 | 9.95 | 9.9 | 9.9 | 9.9 | 9.9 | 9.9 | 9.9 | 9.9 | 9.9 | 9.9 | 9.9
1004 | BRP LOPENO (DGR) |  | BRP_LOP1_UNIT1 | ZAPATA | STORAGE | SOUTH | 2022 | 9.95 | 9.9 | 9.9 | 9.9 | 9.9 | 9.9 | 9.9 | 9.9 | 9.9 | 9.9 | 9.9
1005 | BRP MAGNOLIA (DGR) |  | MAGNO_TN_UNIT1 | GALVESTON | STORAGE | HOUSTON | 2022 | 9.95 | 10 | 10 | 10 | 10 | 10 | 10 | 10 | 10 | 10 | 10
1006 | BRP ODESSA SW (DGR) |  | BRPODESA_UNIT1 | ECTOR | STORAGE | WEST | 2020 | 9.95 | 9.9 | 9.9 | 9.9 | 9.9 | 9.9 | 9.9 | 9.9 | 9.9 | 9.9 | 9.9
1007 | BRP PUEBLO I (DGR) |  | BRP_PBL1_UNIT1 | MAVERICK | STORAGE | SOUTH | 2022 | 9.95 | 9.9 | 9.9 | 9.9 | 9.9 | 9.9 | 9.9 | 9.9 | 9.9 | 9.9 | 9.9
1008 | BRP PUEBLO II (DGR) |  | BRP_PBL2_UNIT1 | MAVERICK | STORAGE | SOUTH | 2022 | 9.95 | 9.9 | 9.9 | 9.9 | 9.9 | 9.9 | 9.9 | 9.9 | 9.9 | 9.9 | 9.9
1009 | BRP RANCHTOWN (DGR) |  | BRP_RNC1_UNIT1 | BEXAR | STORAGE | SOUTH | 2021 | 9.95 | 9.9 | 9.9 | 9.9 | 9.9 | 9.9 | 9.9 | 9.9 | 9.9 | 9.9 | 9.9
1010 | BRP SWEENY (DGR) |  | SWEENY_UNIT1 | BRAZORIA | STORAGE | COASTAL | 2022 | 9.95 | 10 | 10 | 10 | 10 | 10 | 10 | 10 | 10 | 10 | 10
1011 | BRP ZAPATA I (DGR) |  | BRP_ZPT1_UNIT1 | ZAPATA | STORAGE | SOUTH | 2022 | 9.95 | 9.9 | 9.9 | 9.9 | 9.9 | 9.9 | 9.9 | 9.9 | 9.9 | 9.9 | 9.9
1012 | BRP ZAPATA II (DGR) |  | BRP_ZPT2_UNIT1 | ZAPATA | STORAGE | SOUTH | 2022 | 9.95 | 9.9 | 9.9 | 9.9 | 9.9 | 9.9 | 9.9 | 9.9 | 9.9 | 9.9 | 9.9
1013 | BYRD RANCH STORAGE |  | BYRDR_ES_BESS1 | BRAZORIA | STORAGE | COASTAL | 2022 | 50.6 | 50 | 50 | 50 | 50 | 50 | 50 | 50 | 50 | 50 | 50
1014 | CASTLE GAP BATTERY |  | CASL_GAP_BATTERY1 | UPTON | STORAGE | WEST | 2018 | 9.9 | 9.9 | 9.9 | 9.9 | 9.9 | 9.9 | 9.9 | 9.9 | 9.9 | 9.9 | 9.9
1015 | CATARINA BESS (DGR) |  | CATARINA_BESS | DIMMIT | STORAGE | SOUTH | 2022 | 9.95 | 9.9 | 9.9 | 9.9 | 9.9 | 9.9 | 9.9 | 9.9 | 9.9 | 9.9 | 9.9
1016 | CEDARVALE BESS (DGR) |  | CEDRVALE_BESS | REEVES | STORAGE | WEST | 2022 | 9.95 | 9.9 | 9.9 | 9.9 | 9.9 | 9.9 | 9.9 | 9.9 | 9.9 | 9.9 | 9.9
1017 | CHISHOLM GRID |  | CHISMGRD_BES1 | TARRANT | STORAGE | NORTH | 2021 | 101.7 | 100 | 100 | 100 | 100 | 100 | 100 | 100 | 100 | 100 | 100
1018 | COMMERCE ST ESS (DGR) |  | X443ESS1_SWRI | BEXAR | STORAGE | SOUTH | 2020 | 10 | 10 | 10 | 10 | 10 | 10 | 10 | 10 | 10 | 10 | 10
1019 | COYOTE SPRINGS BESS (DGR) |  | COYOTSPR_BESS | REEVES | STORAGE | WEST | 2022 | 9.95 | 9.9 | 9.9 | 9.9 | 9.9 | 9.9 | 9.9 | 9.9 | 9.9 | 9.9 | 9.9
1020 | CROSSETT POWER U1 |  | CROSSETT_BES1 | CRANE | STORAGE | WEST | 2022 | 101.5 | 100 | 100 | 100 | 100 | 100 | 100 | 100 | 100 | 100 | 100
1021 | CROSSETT POWER U2 |  | CROSSETT_BES2 | CRANE | STORAGE | WEST | 2022 | 101.5 | 100 | 100 | 100 | 100 | 100 | 100 | 100 | 100 | 100 | 100
1022 | DECORDOVA BESS U1 |  | DCSES_BES1 | HOOD | STORAGE | NORTH | 2022 | 67.3 | 66.5 | 66.5 | 66.5 | 66.5 | 66.5 | 66.5 | 66.5 | 66.5 | 66.5 | 66.5
1023 | DECORDOVA BESS U2 |  | DCSES_BES2 | HOOD | STORAGE | NORTH | 2022 | 67.3 | 66.5 | 66.5 | 66.5 | 66.5 | 66.5 | 66.5 | 66.5 | 66.5 | 66.5 | 66.5
1024 | DECORDOVA BESS U3 |  | DCSES_BES3 | HOOD | STORAGE | NORTH | 2022 | 64.2 | 63.5 | 63.5 | 63.5 | 63.5 | 63.5 | 63.5 | 63.5 | 63.5 | 63.5 | 63.5
1025 | DECORDOVA BESS U4 |  | DCSES_BES4 | HOOD | STORAGE | NORTH | 2022 | 64.2 | 63.5 | 63.5 | 63.5 | 63.5 | 63.5 | 63.5 | 63.5 | 63.5 | 63.5 | 63.5
1026 | EUNICE STORAGE |  | EUNICE_BES1 | ANDREWS | STORAGE | WEST | 2021 | 40.3 | 40.3 | 40.3 | 40.3 | 40.3 | 40.3 | 40.3 | 40.3 | 40.3 | 40.3 | 40.3
1027 | FAULKNER BESS (DGR) |  | FAULKNER_BESS | REEVES | STORAGE | WEST | 2022 | 9.95 | 9.9 | 9.9 | 9.9 | 9.9 | 9.9 | 9.9 | 9.9 | 9.9 | 9.9 | 9.9
1028 | FLAT TOP BATTERY (DGR) |  | FLTBES_BESS1 | REEVES | STORAGE | WEST | 2020 | 9.9 | 9.9 | 9.9 | 9.9 | 9.9 | 9.9 | 9.9 | 9.9 | 9.9 | 9.9 | 9.9
1029 | FLOWER VALLEY BATTERY (DGR) |  | FLVABES1_FLATU1 | REEVES | STORAGE | WEST | 2021 | 9.9 | 9.9 | 9.9 | 9.9 | 9.9 | 9.9 | 9.9 | 9.9 | 9.9 | 9.9 | 9.9
1030 | FLOWER VALLEY II BATT |  | FLOWERII_BESS1 | REEVES | STORAGE | WEST | 2022 | 101.5 | 100 | 100 | 100 | 100 | 100 | 100 | 100 | 100 | 100 | 100
1031 | GAMBIT BATTERY |  | GAMBIT_BESS1 | BRAZORIA | STORAGE | COASTAL | 2021 | 102.4 | 100 | 100 | 100 | 100 | 100 | 100 | 100 | 100 | 100 | 100
1032 | HOEFSROAD BESS (DGR) |  | HRBESS_BESS | REEVES | STORAGE | WEST | 2020 | 2 | 2 | 2 | 2 | 2 | 2 | 2 | 2 | 2 | 2 | 2
1033 | INADALE ESS |  | INDL_ESS | NOLAN | STORAGE | WEST | 2018 | 9.9 | 9.9 | 9.9 | 9.9 | 9.9 | 9.9 | 9.9 | 9.9 | 9.9 | 9.9 | 9.9
1034 | JOHNSON CITY BESS (DGR) |  | JC_BAT_UNIT_1 | BLANCO | STORAGE | SOUTH | 2020 | 2.25 | 2.3 | 2.3 | 2.3 | 2.3 | 2.3 | 2.3 | 2.3 | 2.3 | 2.3 | 2.3
1035 | KINGSBERY ENERGY STORAGE SYSTEM |  | DG_KB_ESS_KB_ESS | TRAVIS | STORAGE | SOUTH | 2017 | 1.5 | 1.5 | 1.5 | 1.5 | 1.5 | 1.5 | 1.5 | 1.5 | 1.5 | 1.5 | 1.5
1036 | LILY STORAGE |  | LILY_BESS1 | KAUFMAN | STORAGE | NORTH | 2021 | 51.7 | 51.7 | 51.7 | 51.7 | 51.7 | 51.7 | 51.7 | 51.7 | 51.7 | 51.7 | 51.7
1037 | LONESTAR BESS (DGR) |  | LONESTAR_BESS | WARD | STORAGE | WEST | 2022 | 9.95 | 9.9 | 9.9 | 9.9 | 9.9 | 9.9 | 9.9 | 9.9 | 9.9 | 9.9 | 9.9
1038 | MU ENERGY STORAGE SYSTEM |  | DG_MU_ESS_MU_ESS | TRAVIS | STORAGE | SOUTH | 2018 | 1.5 | 1.5 | 1.5 | 1.5 | 1.5 | 1.5 | 1.5 | 1.5 | 1.5 | 1.5 | 1.5
1039 | NOBLE STORAGE U1 |  | NOBLESLR_BESS1 | DENTON | STORAGE | NORTH | 2022 | 63.5 | 62.5 | 62.5 | 62.5 | 62.5 | 62.5 | 62.5 | 62.5 | 62.5 | 62.5 | 62.5
1040 | NOBLE STORAGE U2 |  | NOBLESLR_BESS2 | DENTON | STORAGE | NORTH | 2022 | 63.5 | 62.5 | 62.5 | 62.5 | 62.5 | 62.5 | 62.5 | 62.5 | 62.5 | 62.5 | 62.5
1041 | NOTREES BATTERY FACILITY |  | NWF_NBS | WINKLER | STORAGE | WEST | 2013 | 36 | 33.7 | 33.7 | 33.7 | 33.7 | 33.7 | 33.7 | 33.7 | 33.7 | 33.7 | 33.7
1042 | NORTH COLUMBIA (ROUGHNECK STORAGE) |  | NCO_ESS1 | BRAZORIA | STORAGE | COASTAL | 2022 | 51.75 | 50 | 50 | 50 | 50 | 50 | 50 | 50 | 50 | 50 | 50
1043 | NORTH FORK |  | NF_BRP_BES1 | WILLIAMSON | STORAGE | SOUTH | 2021 | 100.5 | 100.5 | 100.5 | 100.5 | 100.5 | 100.5 | 100.5 | 100.5 | 100.5 | 100.5 | 100.5
1044 | PORT LAVACA BATTERY (DGR) |  | PTLBES_BESS1 | CALHOUN | STORAGE | COASTAL | 2020 | 9.9 | 9.9 | 9.9 | 9.9 | 9.9 | 9.9 | 9.9 | 9.9 | 9.9 | 9.9 | 9.9
1045 | PROSPECT STORAGE (DGR) |  | WCOLLDG_BSS_U1 | BRAZORIA | STORAGE | COASTAL | 2020 | 9.9 | 9.9 | 9.9 | 9.9 | 9.9 | 9.9 | 9.9 | 9.9 | 9.9 | 9.9 | 9.9
1046 | PYRON ESS |  | PYR_ESS | SCURRY | STORAGE | WEST | 2018 | 9.9 | 9.9 | 9.9 | 9.9 | 9.9 | 9.9 | 9.9 | 9.9 | 9.9 | 9.9 | 9.9
1047 | RABBIT HILL ENERGY STORAGE PROJECT (DGR) |  | RHESS2_ESS_1 | WILLIAMSON | STORAGE | SOUTH | 2020 | 9.9 | 9.9 | 9.9 | 9.9 | 9.9 | 9.9 | 9.9 | 9.9 | 9.9 | 9.9 | 9.9
1048 | RATTLESNAKE BESS (DGR) |  | RTLSNAKE_BESS | WARD | STORAGE | WEST | 2022 | 9.95 | 9.9 | 9.9 | 9.9 | 9.9 | 9.9 | 9.9 | 9.9 | 9.9 | 9.9 | 9.9
1049 | REPUBLIC ROAD STORAGE |  | RPUBRDS_ESS1 | ROBERTSON | STORAGE | NORTH | 2022 | 51.75 | 50 | 50 | 50 | 50 | 50 | 50 | 50 | 50 | 50 | 50
1050 | SADDLEBACK BESS (DGR) |  | SADLBACK_BESS | REEVES | STORAGE | WEST | 2022 | 9.95 | 9.9 | 9.9 | 9.9 | 9.9 | 9.9 | 9.9 | 9.9 | 9.9 | 9.9 | 9.9
1051 | SARAGOSA BESS (DGR) |  | SGSA_BESS1 | REEVES | STORAGE | WEST | 2022 | 9.95 | 9.9 | 9.9 | 9.9 | 9.9 | 9.9 | 9.9 | 9.9 | 9.9 | 9.9 | 9.9
1052 | SNYDER (DGR) |  | SNY_BESS_UNIT1 | SCURRY | STORAGE | WEST | 2021 | 9.95 | 9.9 | 9.9 | 9.9 | 9.9 | 9.9 | 9.9 | 9.9 | 9.9 | 9.9 | 9.9
1053 | SWEETWATER BESS (DGR) |  | SWT_BESS_UNIT1 | NOLAN | STORAGE | WEST | 2021 | 9.95 | 9.9 | 9.9 | 9.9 | 9.9 | 9.9 | 9.9 | 9.9 | 9.9 | 9.9 | 9.9
1054 | SWOOSE BATTERY (PYOTE) (DGR) |  | SWOOSE1_SWOOSEU1 | WARD | STORAGE | WEST | 2021 | 9.9 | 9.9 | 9.9 | 9.9 | 9.9 | 9.9 | 9.9 | 9.9 | 9.9 | 9.9 | 9.9
1055 | SWOOSE II |  | SWOOSEII_BESS1 | WARD | STORAGE | WEST | 2022 | 101.5 | 100 | 100 | 100 | 100 | 100 | 100 | 100 | 100 | 100 | 100
1056 | TOS BATTERY STORAGE (DGR) |  | TOSBATT_UNIT1 | MIDLAND | STORAGE | WEST | 2017 | 2 | 2 | 2 | 2 | 2 | 2 | 2 | 2 | 2 | 2 | 2
1057 | TOYAH POWER STATION (DGR) |  | TOYAH_BESS | REEVES | STORAGE | WEST | 2021 | 9.95 | 9.9 | 9.9 | 9.9 | 9.9 | 9.9 | 9.9 | 9.9 | 9.9 | 9.9 | 9.9
1058 | TRIPLE BUTTE (DGR) |  | TRIPBUT1_BELU1 | PECOS | STORAGE | WEST | 2021 | 9.18 | 7.5 | 7.5 | 7.5 | 7.5 | 7.5 | 7.5 | 7.5 | 7.5 | 7.5 | 7.5
1059 | WESTOVER BESS (DGR) |  | WOV_BESS_UNIT1 | ECTOR | STORAGE | WEST | 2021 | 9.95 | 9.9 | 9.9 | 9.9 | 9.9 | 9.9 | 9.9 | 9.9 | 9.9 | 9.9 | 9.9
1060 | WORSHAM BATTERY (DGR) |  | WRSBES_BESS1 | REEVES | STORAGE | WEST | 2020 | 9.9 | 9.9 | 9.9 | 9.9 | 9.9 | 9.9 | 9.9 | 9.9 | 9.9 | 9.9 | 9.9
1061 | YOUNICOS FACILITY |  | DG_YOUNICOS_YINC1_1 | TRAVIS | STORAGE | SOUTH | 2015 | 2 | 2 | 2 | 2 | 2 | 2 | 2 | 2 | 2 | 2 | 2
1062 | Operational Capacity Total (Storage) | [6 empty] | 1988.88 | 1965.1 | 1965.1 | 1965.1 | 1965.1 | 1965.1 | 1965.1 | 1965.1 | 1965.1 | 1965.1 | 1965.1
1063 | Storage Peak Average Capacity Percentage |  | STORAGE_PEAK_PCT | % |  |  |  | 100 | 0 | 0 | 0 | 0 | 0 | 0 | 0 | 0 | 0 | 0
1064
1065 | Operational Resources (Storage) - Synchronized but not Approved for Commercial Operations
1066 | ANCHOR BESS U1 | 21INR0474 | ANCHOR_BESS1 | CALLAHAN | STORAGE | WEST | 2022 | 35.2 | 35.2 | 35.2 | 35.2 | 35.2 | 35.2 | 35.2 | 35.2 | 35.2 | 35.2 | 35.2
1067 | ANCHOR BESS U2 | 21INR0474 | ANCHOR_BESS2 | CALLAHAN | STORAGE | WEST | 2022 | 36.3 | 36.3 | 36.3 | 36.3 | 36.3 | 36.3 | 36.3 | 36.3 | 36.3 | 36.3 | 36.3
1068 | BLUE JAY BESS | 23INR0019 | BLUEJAY_BESS1 | GRIMES | STORAGE | NORTH | 2023 | 51.6 | 50 | 50 | 50 | 50 | 50 | 50 | 50 | 50 | 50 | 50
1069 | ENDURANCE PARK STORAGE | 21INR0479 | ENDPARKS_ESS1 | SCURRY | STORAGE | WEST | 2022 | 51.5 | 50 | 50 | 50 | 50 | 50 | 50 | 50 | 50 | 50 | 50
1070 | HIGH LONESOME BESS | 20INR0280 | HI_LONEB_BESS1 | CROCKETT | STORAGE | WEST | 2022 | 51.1 | 50 | 50 | 50 | 50 | 50 | 50 | 50 | 50 | 50 | 50
1071 | HOLCOMB BESS (DGR) | 22INR0573 | HOLCOMB_BESS | LA SALLE | STORAGE | SOUTH | 2022 | 9.95 | 9.9 | 9.9 | 9.9 | 9.9 | 9.9 | 9.9 | 9.9 | 9.9 | 9.9 | 9.9
1072 | MADERO GRID U1 | 21INR0244 | MADERO_UNIT1 | HIDALGO | STORAGE | SOUTH | 2022 | 100.79 | 100 | 100 | 100 | 100 | 100 | 100 | 100 | 100 | 100 | 100
1073 | MADERO GRID U2 (IGNACIO GRID) | 21INR0522 | MADERO_UNIT2 | HIDALGO | STORAGE | SOUTH | 2022 | 100.79 | 100 | 100 | 100 | 100 | 100 | 100 | 100 | 100 | 100 | 100
1074 | QUEEN BESS | 20INR0281 | QUEEN_BA_BESS1 | UPTON | STORAGE | WEST | 2022 | 51.1 | 50 | 50 | 50 | 50 | 50 | 50 | 50 | 50 | 50 | 50
1075 | ROSELAND STORAGE | 22INR0280 | ROSELAND_BESS1 | FALLS | STORAGE | NORTH | 2022 | 51.6 | 50 | 50 | 50 | 50 | 50 | 50 | 50 | 50 | 50 | 50
1076 | SCREWBEAN BESS (DGR) | 22INR0587 | SBEAN_BESS | CULBERSON | STORAGE | WEST | 2023 | 9.95 | 9.9 | 9.9 | 9.9 | 9.9 | 9.9 | 9.9 | 9.9 | 9.9 | 9.9 | 9.9
1077 | SILICON HILL STORAGE U1 | 20INR0291 | SLCNHLS_ESS1 | TRAVIS | STORAGE | SOUTH | 2022 | 51.8 | 50 | 50 | 50 | 50 | 50 | 50 | 50 | 50 | 50 | 50
1078 | SILICON HILL STORAGE U2 | 20INR0291 | SLCNHLS_ESS2 | TRAVIS | STORAGE | SOUTH | 2022 | 51.8 | 50 | 50 | 50 | 50 | 50 | 50 | 50 | 50 | 50 | 50
1079 | VORTEX BESS | 21INR0473 | VORTEX_BESS1 | THROCKMORTON | STORAGE | WEST | 2022 | 121.8 | 121.8 | 121.8 | 121.8 | 121.8 | 121.8 | 121.8 | 121.8 | 121.8 | 121.8 | 121.8
1080 | Operational Capacity - Synchronized but not Approved for Commercial Operations Total (Storage) | [6 empty] | 775.28 | 763.1 | 763.1 | 763.1 | 763.1 | 763.1 | 763.1 | 763.1 | 763.1 | 763.1 | 763.1
1081 | Storage Peak Average Capacity Percentage |  | STORAGE_SYNC_PEAK_PCT | % |  |  |  | 100 | 0 | 0 | 0 | 0 | 0 | 0 | 0 | 0 | 0 | 0
1082
1083 | Reliability Must-Run (RMR) Capacity |  | RMR_CAP_CONT |  |  |  |  | 0 | 0 | 0 | 0 | 0 | 0 | 0 | 0 | 0 | 0 | 0
1084
1085 | Capacity Pending Retirement |  | PENDRETIRE_CAP |  |  |  |  | 0 | 0 | 0 | 0 | 0 | 0 | 0 | 0 | 0 | 0 | 0
1086
1087 | Non-Synchronous Tie Resources
1088 | EAST TIE |  | DC_E | FANNIN | OTHER | NORTH |  | 600 | 600 | 600 | 600 | 600 | 600 | 600 | 600 | 600 | 600 | 600
1089 | NORTH TIE |  | DC_N | WILBARGER | OTHER | WEST |  | 220 | 220 | 220 | 220 | 220 | 220 | 220 | 220 | 220 | 220 | 220
1090 | LAREDO VFT TIE |  | DC_L | WEBB | OTHER | SOUTH |  | 100 | 100 | 100 | 100 | 100 | 100 | 100 | 100 | 100 | 100 | 100
1091 | SHARYLAND RAILROAD TIE |  | DC_R | HIDALGO | OTHER | SOUTH |  | 300 | 300 | 300 | 300 | 300 | 300 | 300 | 300 | 300 | 300 | 300
1092 | Non-Synchronous Ties Total | [6 empty] | 1220 | 1220 | 1220 | 1220 | 1220 | 1220 | 1220 | 1220 | 1220 | 1220 | 1220
1093 | Non-Synchronous Ties Peak Average Capacity Percentage |  | DCTIE_PEAK_PCT | % |  |  |  | 100 | 69.67 | 69.67 | 69.67 | 69.67 | 69.67 | 69.67 | 69.67 | 69.67 | 69.67 | 69.67
1094
1095 | Planned Thermal Resources with Executed SGIA, Air Permit, GHG Permit and Proof of Adequate Water Supplies
1096 | AIR PRODUCTS GCA | 21INR0012 |  | GALVESTON | GAS-ST | HOUSTON | 2023 | 60 | 60 | 60 | 60 | 60 | 60 | 60 | 60 | 60 | 60 | 60
1097 | BEACHWOOD POWER STATION (U4-U6) | 22INR0607 |  | BRAZORIA | GAS-GT | COASTAL | 2022 | 181.5 | 133.8 | 133.8 | 133.8 | 133.8 | 133.8 | 133.8 | 133.8 | 133.8 | 133.8 | 133.8
1098 | BEACHWOOD II POWER STATION (U7-U8) | 23INR0506 |  | BRAZORIA | GAS-GT | COASTAL | 2023 | 102 | 102 | 102 | 102 | 102 | 102 | 102 | 102 | 102 | 102 | 102
1099 | BROTMAN POWER STATION | 23INR0095 |  | BRAZORIA | GAS-GT | COASTAL | 2023 | 356.2 | 356.2 | 356.2 | 356.2 | 356.2 | 356.2 | 356.2 | 356.2 | 356.2 | 356.2 | 356.2
1100 | COLORADO BEND I EXPANSION | 21INR0512 |  | WHARTON | GAS-GT | SOUTH | 2023 | 78 | 78 | 78 | 78 | 78 | 78 | 78 | 78 | 78 | 78 | 78
1101 | FRONTERA ENERGY CENTER | 23INR0472 |  | HIDALGO | GAS-CC | SOUTH | 2023 | 538.5 | 524 | 524 | 524 | 524 | 524 | 524 | 524 | 524 | 524 | 524
1102 | MIRAGE CTG 1 | 17INR0022 |  | HARRIS | GAS-GT | HOUSTON | 2023 | 11 | 0 | 11 | 11 | 11 | 11 | 11 | 11 | 11 | 11 | 11
1103 | REMY JADE POWER STATION | 23INR0339 |  | HARRIS | GAS-GT | HOUSTON | 2024 | 408 | 0 | 408 | 408 | 408 | 408 | 408 | 408 | 408 | 408 | 408
1104 | Planned Thermal Resources Total (Nuclear, Coal, Gas, Biomass) | [6 empty] | 1735.2 | 1254 | 1673 | 1673 | 1673 | 1673 | 1673 | 1673 | 1673 | 1673 | 1673
1105
1106 | Planned Wind Resources with Executed SGIA
1107 | AGUAYO WIND | 20INR0250 |  | MILLS | WIND-O | NORTH | 2023 | 196.8 | 196.8 | 196.8 | 196.8 | 196.8 | 196.8 | 196.8 | 196.8 | 196.8 | 196.8 | 196.8
1108 | ANCHOR WIND III | 21INR0546 |  | EASTLAND | WIND-O | NORTH | 2022 | 16 | 16 | 16 | 16 | 16 | 16 | 16 | 16 | 16 | 16 | 16
1109 | APPALOOSA RUN WIND | 20INR0249 |  | UPTON | WIND-O | WEST | 2023 | 171.8 | 171.8 | 171.8 | 171.8 | 171.8 | 171.8 | 171.8 | 171.8 | 171.8 | 171.8 | 171.8
1110 | BIG SAMPSON WIND | 16INR0104 |  | CROCKETT | WIND-O | WEST | 2024 | 400 | 0 | 0 | 400 | 400 | 400 | 400 | 400 | 400 | 400 | 400
1111 | CANYON WIND | 18INR0030 |  | SCURRY | WIND-O | WEST | 2023 | 309.1 | 0 | 309.1 | 309.1 | 309.1 | 309.1 | 309.1 | 309.1 | 309.1 | 309.1 | 309.1
1112 | CAROL WIND | 20INR0217 |  | POTTER | WIND-P | PANHANDLE | 2023 | 165.7 | 0 | 165.7 | 165.7 | 165.7 | 165.7 | 165.7 | 165.7 | 165.7 | 165.7 | 165.7
1113 | CRAWFISH | 19INR0177 |  | WHARTON | WIND-O | SOUTH | 2023 | 163.2 | 0 | 163.2 | 163.2 | 163.2 | 163.2 | 163.2 | 163.2 | 163.2 | 163.2 | 163.2
1114 | EL SUAZ RANCH | 20INR0097 |  | WILLACY | WIND-C | COASTAL | 2022 | 301.5 | 301.5 | 301.5 | 301.5 | 301.5 | 301.5 | 301.5 | 301.5 | 301.5 | 301.5 | 301.5
1115 | GOODNIGHT WIND | 14INR0033 |  | ARMSTRONG | WIND-P | PANHANDLE | 2023 | 531 | 0 | 531 | 531 | 531 | 531 | 531 | 531 | 531 | 531 | 531
1116 | INERTIA WIND | 22INR0326 |  | HASKELL | WIND-O | WEST | 2023 | 301.3 | 301.3 | 301.3 | 301.3 | 301.3 | 301.3 | 301.3 | 301.3 | 301.3 | 301.3 | 301.3
1117 | LACY CREEK WIND | 18INR0043 |  | GLASSCOCK | WIND-O | WEST | 2023 | 301.3 | 301.3 | 301.3 | 301.3 | 301.3 | 301.3 | 301.3 | 301.3 | 301.3 | 301.3 | 301.3
1118 | LOMA PINTA WIND | 16INR0112 |  | LA SALLE | WIND-O | SOUTH | 2024 | 197 | 0 | 197 | 197 | 197 | 197 | 197 | 197 | 197 | 197 | 197
1119 | LORAINE WINDPARK PHASE III | 18INR0068 |  | MITCHELL | WIND-O | WEST | 2024 | 100 | 0 | 100 | 100 | 100 | 100 | 100 | 100 | 100 | 100 | 100
1120 | MONARCH CREEK WIND | 21INR0263 |  | THROCKMORTON | WIND-O | WEST | 2025 | 351 | 0 | 0 | 351 | 351 | 351 | 351 | 351 | 351 | 351 | 351
1121 | MONTE ALTO 2 WIND | 19INR0023 |  | WILLACY | WIND-C | COASTAL | 2023 | 236.9 | 0 | 236.9 | 236.9 | 236.9 | 236.9 | 236.9 | 236.9 | 236.9 | 236.9 | 236.9
1122 | MONTE ALTO I WIND | 19INR0022 |  | WILLACY | WIND-C | COASTAL | 2023 | 223.8 | 0 | 223.8 | 223.8 | 223.8 | 223.8 | 223.8 | 223.8 | 223.8 | 223.8 | 223.8
1123 | MONTGOMERY RANCH WIND | 20INR0040 |  | FOARD | WIND-O | WEST | 2023 | 200.2 | 0 | 200.2 | 200.2 | 200.2 | 200.2 | 200.2 | 200.2 | 200.2 | 200.2 | 200.2
1124 | RAY GULF WIND | 22INR0517 |  | WHARTON | WIND-O | SOUTH | 2022 | 207 | 207 | 207 | 207 | 207 | 207 | 207 | 207 | 207 | 207 | 207
1125 | ROADRUNNER CROSSING WIND 1 | 19INR0117 |  | EASTLAND | WIND-O | NORTH | 2024 | 128 | 0 | 128 | 128 | 128 | 128 | 128 | 128 | 128 | 128 | 128
1126 | SHAMROCK | 22INR0502 |  | CROCKETT | WIND-O | WEST | 2024 | 223.9 | 0 | 223.9 | 223.9 | 223.9 | 223.9 | 223.9 | 223.9 | 223.9 | 223.9 | 223.9
1127 | SHEEP CREEK WIND | 21INR0325 |  | CALLAHAN | WIND-O | WEST | 2023 | 151.5 | 0 | 151.5 | 151.5 | 151.5 | 151.5 | 151.5 | 151.5 | 151.5 | 151.5 | 151.5
1128 | SIETE | 20INR0047 |  | WEBB | WIND-O | SOUTH | 2024 | 375.1 | 0 | 0 | 375.1 | 375.1 | 375.1 | 375.1 | 375.1 | 375.1 | 375.1 | 375.1
1129 | YOUNG WIND | 21INR0401 |  | YOUNG | WIND-O | WEST | 2023 | 499.1 | 499.1 | 499.1 | 499.1 | 499.1 | 499.1 | 499.1 | 499.1 | 499.1 | 499.1 | 499.1
1130 | Planned Capacity Total (Wind) | [6 empty] | 5751.2 | 1994.8 | 4625.1 | 5751.2 | 5751.2 | 5751.2 | 5751.2 | 5751.2 | 5751.2 | 5751.2 | 5751.2
1131
1132 | Planned Wind Capacity Sub-total (Coastal Counties) |  | WIND_PLANNED_C |  |  |  |  | 762.2 | 301.5 | 762.2 | 762.2 | 762.2 | 762.2 | 762.2 | 762.2 | 762.2 | 762.2 | 762.2
1133 | Wind Peak Average Capacity Percentage (Coastal) |  | WIND_PL_PEAK_PCT_C | % |  |  |  | 100 | 60 | 60 | 60 | 60 | 60 | 60 | 60 | 60 | 60 | 60
1134
1135 | Planned Wind Capacity Sub-total (Panhandle Counties) |  | WIND_PLANNED_P |  |  |  |  | 696.7 | 0 | 696.7 | 696.7 | 696.7 | 696.7 | 696.7 | 696.7 | 696.7 | 696.7 | 696.7
1136 | Wind Peak Average Capacity Percentage (Panhandle) |  | WIND_PL_PEAK_PCT_P | % |  |  |  | 100 | 30 | 30 | 30 | 30 | 30 | 30 | 30 | 30 | 30 | 30
1137
1138 | Planned Wind Capacity Sub-total (Other counties) |  | WIND_PLANNED_O |  |  |  |  | 4292.3 | 1693.3 | 3166.2 | 4292.3 | 4292.3 | 4292.3 | 4292.3 | 4292.3 | 4292.3 | 4292.3 | 4292.3
1139 | Wind Peak Average Capacity Percentage (Other) |  | WIND_PL_PEAK_PCT_O | % |  |  |  | 100 | 21 | 21 | 21 | 21 | 21 | 21 | 21 | 21 | 21 | 21
1140
1141 | Planned Solar Resources with Executed SGIA
1142 | 7V SOLAR | 21INR0351 |  | FAYETTE | SOLAR | SOUTH | 2023 | 246.3 | 0 | 246.3 | 246.3 | 246.3 | 246.3 | 246.3 | 246.3 | 246.3 | 246.3 | 246.3
1143 | ADAMSTOWN SOLAR | 21INR0210 |  | WICHITA | SOLAR | WEST | 2025 | 254.1 | 0 | 0 | 254.1 | 254.1 | 254.1 | 254.1 | 254.1 | 254.1 | 254.1 | 254.1
1144 | AMSTERDAM SOLAR | 21INR0256 |  | BRAZORIA | SOLAR | COASTAL | 2024 | 509.9 | 0 | 509.9 | 509.9 | 509.9 | 509.9 | 509.9 | 509.9 | 509.9 | 509.9 | 509.9
1145 | ANDROMEDA SOLAR | 22INR0412 |  | SCURRY | SOLAR | WEST | 2023 | 320 | 320 | 320 | 320 | 320 | 320 | 320 | 320 | 320 | 320 | 320
1146 | ANGELO SOLAR | 19INR0203 |  | TOM GREEN | SOLAR | WEST | 2023 | 195 | 0 | 195 | 195 | 195 | 195 | 195 | 195 | 195 | 195 | 195
1147 | ANGUS SOLAR | 20INR0035 |  | BOSQUE | SOLAR | NORTH | 2024 | 112 | 0 | 112 | 112 | 112 | 112 | 112 | 112 | 112 | 112 | 112
1148 | ARMADILLO SOLAR | 21INR0421 |  | NAVARRO | SOLAR | NORTH | 2024 | 204 | 0 | 0 | 204 | 204 | 204 | 204 | 204 | 204 | 204 | 204
1149 | ARROYO SOLAR | 20INR0086 |  | CAMERON | SOLAR | COASTAL | 2024 | 180 | 0 | 180 | 180 | 180 | 180 | 180 | 180 | 180 | 180 | 180
1150 | BAKER BRANCH SOLAR | 23INR0026 |  | LAMAR | SOLAR | NORTH | 2024 | 400 | 0 | 400 | 400 | 400 | 400 | 400 | 400 | 400 | 400 | 400
1151 | BIG STAR SOLAR | 21INR0413 |  | BASTROP | SOLAR | SOUTH | 2023 | 200 | 200 | 200 | 200 | 200 | 200 | 200 | 200 | 200 | 200 | 200
1152 | BIG ELM SOLAR | 21INR0353 |  | BELL | SOLAR | NORTH | 2023 | 221.8 | 0 | 221.8 | 221.8 | 221.8 | 221.8 | 221.8 | 221.8 | 221.8 | 221.8 | 221.8
1153 | BLUE SKY SOL | 22INR0455 |  | CROCKETT | SOLAR | WEST | 2023 | 101.2 | 0 | 101.2 | 101.2 | 101.2 | 101.2 | 101.2 | 101.2 | 101.2 | 101.2 | 101.2
1154 | BPL FILES SOLAR | 20INR0164 |  | HILL | SOLAR | NORTH | 2023 | 145 | 145 | 145 | 145 | 145 | 145 | 145 | 145 | 145 | 145 | 145
1155 | BRASS FORK SOLAR | 22INR0270 |  | HASKELL | SOLAR | WEST | 2024 | 304.8 | 0 | 304.8 | 304.8 | 304.8 | 304.8 | 304.8 | 304.8 | 304.8 | 304.8 | 304.8
1156 | BRIGHT ARROW SOLAR | 22INR0242 |  | HOPKINS | SOLAR | NORTH | 2023 | 300 | 0 | 300 | 300 | 300 | 300 | 300 | 300 | 300 | 300 | 300
1157 | BUCKEYE CORPUS FUELS SOLAR | 22INR0397 |  | NUECES | SOLAR | COASTAL | 2023 | 57.6 | 0 | 57.6 | 57.6 | 57.6 | 57.6 | 57.6 | 57.6 | 57.6 | 57.6 | 57.6
1158 | CACHENA SOLAR | 23INR0027 |  | WILSON | SOLAR | SOUTH | 2024 | 440 | 0 | 440 | 440 | 440 | 440 | 440 | 440 | 440 | 440 | 440
1159 | CAROL SOLAR | 21INR0274 |  | POTTER | SOLAR | PANHANDLE | 2025 | 223.2 | 0 | 0 | 0 | 223.2 | 223.2 | 223.2 | 223.2 | 223.2 | 223.2 | 223.2
1160 | CASTRO SOLAR | 20INR0050 |  | CASTRO | SOLAR | PANHANDLE | 2024 | 222.9 | 0 | 222.9 | 222.9 | 222.9 | 222.9 | 222.9 | 222.9 | 222.9 | 222.9 | 222.9
1161 | CHARGER SOLAR | 23INR0047 |  | REFUGIO | SOLAR | COASTAL | 2024 | 406.8 | 0 | 406.8 | 406.8 | 406.8 | 406.8 | 406.8 | 406.8 | 406.8 | 406.8 | 406.8
1162 | CHILLINGHAM SOLAR | 23INR0070 |  | BELL | SOLAR | NORTH | 2023 | 359.4 | 0 | 359.4 | 359.4 | 359.4 | 359.4 | 359.4 | 359.4 | 359.4 | 359.4 | 359.4
1163 | CLUTCH CITY SOLAR | 22INR0279 |  | BRAZORIA | SOLAR | COASTAL | 2024 | 204.2 | 0 | 204.2 | 204.2 | 204.2 | 204.2 | 204.2 | 204.2 | 204.2 | 204.2 | 204.2
1164 | CORAL SOLAR | 22INR0295 |  | FALLS | SOLAR | NORTH | 2023 | 152 | 0 | 152 | 152 | 152 | 152 | 152 | 152 | 152 | 152 | 152
1165 | CORAZON SOLAR PHASE II | 22INR0257 |  | WEBB | SOLAR | SOUTH | 2025 | 202.6 | 0 | 0 | 202.6 | 202.6 | 202.6 | 202.6 | 202.6 | 202.6 | 202.6 | 202.6
1166 | COTTONWOOD BAYOU SOLAR I | 19INR0134 |  | BRAZORIA | SOLAR | COASTAL | 2024 | 150 | 0 | 150 | 150 | 150 | 150 | 150 | 150 | 150 | 150 | 150
1167 | CROWDED STAR SOLAR | 20INR0241 |  | JONES | SOLAR | WEST | 2024 | 217.6 | 0 | 0 | 217.6 | 217.6 | 217.6 | 217.6 | 217.6 | 217.6 | 217.6 | 217.6
1168 | CROWDED STAR SOLAR II | 22INR0274 |  | JONES | SOLAR | WEST | 2025 | 188.8 | 0 | 0 | 188.8 | 188.8 | 188.8 | 188.8 | 188.8 | 188.8 | 188.8 | 188.8
1169 | DANISH FIELDS SOLAR I | 20INR0069 |  | WHARTON | SOLAR | SOUTH | 2023 | 619.1 | 0 | 619.1 | 619.1 | 619.1 | 619.1 | 619.1 | 619.1 | 619.1 | 619.1 | 619.1
1170 | DAWN SOLAR | 20INR0255 |  | DEAF SMITH | SOLAR | PANHANDLE | 2023 | 515.7 | 0 | 515.7 | 515.7 | 515.7 | 515.7 | 515.7 | 515.7 | 515.7 | 515.7 | 515.7
1171 | DELILAH SOLAR 1 | 22INR0202 |  | LAMAR | SOLAR | NORTH | 2023 | 300 | 0 | 300 | 300 | 300 | 300 | 300 | 300 | 300 | 300 | 300
1172 | DELILAH SOLAR 2 | 22INR0203 |  | LAMAR | SOLAR | NORTH | 2023 | 317.6 | 0 | 317.6 | 317.6 | 317.6 | 317.6 | 317.6 | 317.6 | 317.6 | 317.6 | 317.6
1173 | DELILAH SOLAR 3 | 23INR0042 |  | LAMAR | SOLAR | NORTH | 2023 | 200 | 0 | 200 | 200 | 200 | 200 | 200 | 200 | 200 | 200 | 200
1174 | DELILAH SOLAR 4 | 23INR0060 |  | LAMAR | SOLAR | NORTH | 2023 | 90 | 0 | 90 | 90 | 90 | 90 | 90 | 90 | 90 | 90 | 90
1175 | DILEO SOLAR | 22INR0359 |  | BOSQUE | SOLAR | NORTH | 2023 | 72 | 72 | 72 | 72 | 72 | 72 | 72 | 72 | 72 | 72 | 72
1176 | DONEGAL SOLAR | 23INR0089 |  | DICKENS | SOLAR | PANHANDLE | 2024 | 204.2 | 0 | 0 | 204.2 | 204.2 | 204.2 | 204.2 | 204.2 | 204.2 | 204.2 | 204.2
1177 | DR SOLAR | 22INR0454 |  | CULBERSON | SOLAR | WEST | 2024 | 46 | 0 | 46 | 46 | 46 | 46 | 46 | 46 | 46 | 46 | 46
1178 | EASTBELL MILAM SOLAR | 21INR0203 |  | MILAM | SOLAR | SOUTH | 2023 | 244.9 | 0 | 244.9 | 244.9 | 244.9 | 244.9 | 244.9 | 244.9 | 244.9 | 244.9 | 244.9
1179 | EIFFEL SOLAR | 22INR0223 |  | LAMAR | SOLAR | NORTH | 2023 | 240 | 0 | 240 | 240 | 240 | 240 | 240 | 240 | 240 | 240 | 240
1180 | ELIZA SOLAR | 21INR0368 |  | KAUFMAN | SOLAR | NORTH | 2024 | 151.3 | 0 | 151.3 | 151.3 | 151.3 | 151.3 | 151.3 | 151.3 | 151.3 | 151.3 | 151.3
1181 | ELLIS SOLAR | 21INR0493 |  | ELLIS | SOLAR | NORTH | 2022 | 80 | 80 | 80 | 80 | 80 | 80 | 80 | 80 | 80 | 80 | 80
1182 | EQUINOX SOLAR 1 | 21INR0226 |  | STARR | SOLAR | SOUTH | 2025 | 200 | 0 | 0 | 0 | 200 | 200 | 200 | 200 | 200 | 200 | 200
1183 | ESTONIAN SOLAR FARM | 22INR0335 |  | DELTA | SOLAR | NORTH | 2023 | 202.5 | 202.5 | 202.5 | 202.5 | 202.5 | 202.5 | 202.5 | 202.5 | 202.5 | 202.5 | 202.5
1184 | FAGUS SOLAR PARK (MISAE SOLAR II) | 20INR0091 |  | CHILDRESS | SOLAR | PANHANDLE | 2023 | 517.3 | 0 | 517.3 | 517.3 | 517.3 | 517.3 | 517.3 | 517.3 | 517.3 | 517.3 | 517.3
1185 | FENCE POST SOLAR | 22INR0404 |  | NAVARRO | SOLAR | NORTH | 2023 | 236 | 236 | 236 | 236 | 236 | 236 | 236 | 236 | 236 | 236 | 236
1186 | FIVE WELLS SOLAR | 24INR0015 |  | BELL | SOLAR | NORTH | 2023 | 355.4 | 0 | 355.4 | 355.4 | 355.4 | 355.4 | 355.4 | 355.4 | 355.4 | 355.4 | 355.4
1187 | FRYE SOLAR | 20INR0080 |  | SWISHER | SOLAR | PANHANDLE | 2024 | 514.1 | 0 | 514.1 | 514.1 | 514.1 | 514.1 | 514.1 | 514.1 | 514.1 | 514.1 | 514.1
1188 | GALACTIC SOLAR | 23INR0144 |  | GRAYSON | SOLAR | NORTH | 2024 | 205.2 | 0 | 205.2 | 205.2 | 205.2 | 205.2 | 205.2 | 205.2 | 205.2 | 205.2 | 205.2
1189 | GALLOWAY 2 SOLAR | 21INR0431 |  | CONCHO | SOLAR | WEST | 2023 | 113.9 | 0 | 113.9 | 113.9 | 113.9 | 113.9 | 113.9 | 113.9 | 113.9 | 113.9 | 113.9
1190 | GARCITAS CREEK SOLAR | 23INR0223 |  | JACKSON | SOLAR | SOUTH | 2023 | 201.9 | 0 | 201.9 | 201.9 | 201.9 | 201.9 | 201.9 | 201.9 | 201.9 | 201.9 | 201.9
1191 | GOLINDA SOLAR | 21INR0434 |  | FALLS | SOLAR | NORTH | 2023 | 100.5 | 100.5 | 100.5 | 100.5 | 100.5 | 100.5 | 100.5 | 100.5 | 100.5 | 100.5 | 100.5
1192 | GP SOLAR | 23INR0045 |  | VAN ZANDT | SOLAR | NORTH | 2023 | 122 | 122 | 122 | 122 | 122 | 122 | 122 | 122 | 122 | 122 | 122
1193 | GRANDSLAM SOLAR | 21INR0391 |  | ATASCOSA | SOLAR | SOUTH | 2024 | 121.9 | 0 | 121.9 | 121.9 | 121.9 | 121.9 | 121.9 | 121.9 | 121.9 | 121.9 | 121.9
1194 | GRANSOLAR TEXAS ONE | 22INR0511 |  | MILAM | SOLAR | SOUTH | 2023 | 60.9 | 0 | 60.9 | 60.9 | 60.9 | 60.9 | 60.9 | 60.9 | 60.9 | 60.9 | 60.9
1195 | GREATER BRYANT G SOLAR | 23INR0300 |  | MIDLAND | SOLAR | WEST | 2024 | 41.6 | 0 | 41.6 | 41.6 | 41.6 | 41.6 | 41.6 | 41.6 | 41.6 | 41.6 | 41.6
1196 | GREEN HOLLY SOLAR | 21INR0021 |  | DAWSON | SOLAR | WEST | 2024 | 413.6 | 0 | 0 | 413.6 | 413.6 | 413.6 | 413.6 | 413.6 | 413.6 | 413.6 | 413.6
1197 | GREYHOUND SOLAR | 21INR0268 |  | ECTOR | SOLAR | WEST | 2023 | 608.7 | 0 | 608.7 | 608.7 | 608.7 | 608.7 | 608.7 | 608.7 | 608.7 | 608.7 | 608.7
1198 | GRIMES COUNTY SOLAR | 23INR0160 |  | GRIMES | SOLAR | NORTH | 2024 | 210 | 0 | 0 | 210 | 210 | 210 | 210 | 210 | 210 | 210 | 210
1199 | GRIZZLY RIDGE SOLAR | 21INR0375 |  | HAMILTON | SOLAR | NORTH | 2023 | 100 | 100 | 100 | 100 | 100 | 100 | 100 | 100 | 100 | 100 | 100
1200 | GULF STAR SOLAR SLF (G-STAR SOLAR) | 23INR0111 |  | WHARTON | SOLAR | SOUTH | 2024 | 451.6 | 0 | 451.6 | 451.6 | 451.6 | 451.6 | 451.6 | 451.6 | 451.6 | 451.6 | 451.6
1201 | HALO SOLAR | 21INR0304 |  | BELL | SOLAR | NORTH | 2023 | 254 | 0 | 254 | 254 | 254 | 254 | 254 | 254 | 254 | 254 | 254
1202 | HAYHURST TEXAS SOLAR | 22INR0363 |  | CULBERSON | SOLAR | WEST | 2023 | 25.7 | 0 | 25.7 | 25.7 | 25.7 | 25.7 | 25.7 | 25.7 | 25.7 | 25.7 | 25.7
1203 | HOPKINS SOLAR | 20INR0210 |  | HOPKINS | SOLAR | NORTH | 2023 | 252 | 0 | 252 | 252 | 252 | 252 | 252 | 252 | 252 | 252 | 252
1204 | HORIZON SOLAR | 21INR0261 |  | FRIO | SOLAR | SOUTH | 2023 | 203.5 | 0 | 203.5 | 203.5 | 203.5 | 203.5 | 203.5 | 203.5 | 203.5 | 203.5 | 203.5
1205 | HORNET SOLAR | 23INR0021 |  | SWISHER | SOLAR | PANHANDLE | 2024 | 611 | 0 | 0 | 611 | 611 | 611 | 611 | 611 | 611 | 611 | 611
1206 | HOVEY (BARILLA SOLAR 1B) | 12INR0059b |  | PECOS | SOLAR | WEST | 2022 | 7.4 | 7.4 | 7.4 | 7.4 | 7.4 | 7.4 | 7.4 | 7.4 | 7.4 | 7.4 | 7.4
1207 | HOYTE SOLAR | 23INR0235 |  | MILAM | SOLAR | SOUTH | 2024 | 203.97 | 0 | 204 | 204 | 204 | 204 | 204 | 204 | 204 | 204 | 204
1208 | INDIGO SOLAR | 21INR0031 |  | FISHER | SOLAR | WEST | 2023 | 125 | 0 | 125 | 125 | 125 | 125 | 125 | 125 | 125 | 125 | 125
1209 | INERTIA SOLAR | 22INR0374 |  | HASKELL | SOLAR | WEST | 2024 | 258.4 | 0 | 0 | 258.4 | 258.4 | 258.4 | 258.4 | 258.4 | 258.4 | 258.4 | 258.4
1210 | JACKALOPE SOLAR | 23INR0180 |  | SAN PATRICIO | SOLAR | COASTAL | 2024 | 156.4 | 0 | 0 | 156.4 | 156.4 | 156.4 | 156.4 | 156.4 | 156.4 | 156.4 | 156.4
1211 | JADE SOLAR | 22INR0360 |  | SCURRY | SOLAR | WEST | 2023 | 320 | 320 | 320 | 320 | 320 | 320 | 320 | 320 | 320 | 320 | 320
1212 | JUNGMANN SOLAR | 22INR0356 |  | MILAM | SOLAR | SOUTH | 2023 | 40 | 0 | 40 | 40 | 40 | 40 | 40 | 40 | 40 | 40 | 40
1213 | LAVACA BAY SOLAR | 23INR0084 |  | MATAGORDA | SOLAR | COASTAL | 2023 | 243.5 | 0 | 243.5 | 243.5 | 243.5 | 243.5 | 243.5 | 243.5 | 243.5 | 243.5 | 243.5
1214 | LONG POINT SOLAR | 19INR0042 |  | BRAZORIA | SOLAR | COASTAL | 2023 | 101.3 | 0 | 101.3 | 101.3 | 101.3 | 101.3 | 101.3 | 101.3 | 101.3 | 101.3 | 101.3
1215 | LUNIS CREEK SOLAR 1 | 21INR0344 |  | JACKSON | SOLAR | SOUTH | 2024 | 617.1 | 0 | 0 | 617.1 | 617.1 | 617.1 | 617.1 | 617.1 | 617.1 | 617.1 | 617.1
1216 | MALEZA SOLAR | 21INR0220 |  | WHARTON | SOLAR | SOUTH | 2024 | 254.9 | 0 | 254.9 | 254.9 | 254.9 | 254.9 | 254.9 | 254.9 | 254.9 | 254.9 | 254.9
1217 | MARKUM SOLAR | 20INR0230 |  | MCLENNAN | SOLAR | NORTH | 2024 | 161 | 0 | 161 | 161 | 161 | 161 | 161 | 161 | 161 | 161 | 161
1218 | MATAGORDA SOLAR | 22INR0342 |  | MATAGORDA | SOLAR | COASTAL | 2023 | 101 | 0 | 101 | 101 | 101 | 101 | 101 | 101 | 101 | 101 | 101
1219 | MERCURY I SOLAR | 21INR0257 |  | HILL | SOLAR | NORTH | 2023 | 203.5 | 0 | 203.5 | 203.5 | 203.5 | 203.5 | 203.5 | 203.5 | 203.5 | 203.5 | 203.5
1220 | MERCURY II SOLAR | 23INR0153 |  | HILL | SOLAR | NORTH | 2023 | 203.2 | 0 | 203.2 | 203.2 | 203.2 | 203.2 | 203.2 | 203.2 | 203.2 | 203.2 | 203.2
1221 | MORROW LAKE SOLAR | 19INR0155 |  | FRIO | SOLAR | SOUTH | 2023 | 204 | 0 | 204 | 204 | 204 | 204 | 204 | 204 | 204 | 204 | 204
1222 | MUSTANG CREEK SOLAR | 18INR0050 |  | JACKSON | SOLAR | SOUTH | 2023 | 150.5 | 150.5 | 150.5 | 150.5 | 150.5 | 150.5 | 150.5 | 150.5 | 150.5 | 150.5 | 150.5
1223 | MYRTLE SOLAR | 19INR0041 |  | BRAZORIA | SOLAR | COASTAL | 2023 | 313 | 313 | 313 | 313 | 313 | 313 | 313 | 313 | 313 | 313 | 313
1224 | NABATOTO SOLAR NORTH | 21INR0428 |  | LEON | SOLAR | NORTH | 2025 | 365.7 | 0 | 0 | 365.7 | 365.7 | 365.7 | 365.7 | 365.7 | 365.7 | 365.7 | 365.7
1225 | NAZARETH SOLAR | 16INR0049 |  | CASTRO | SOLAR | PANHANDLE | 2025 | 204 | 0 | 0 | 204 | 204 | 204 | 204 | 204 | 204 | 204 | 204
1226 | NEPTUNE SOLAR | 21INR0499 |  | JACKSON | SOLAR | SOUTH | 2023 | 206.3 | 0 | 206.3 | 206.3 | 206.3 | 206.3 | 206.3 | 206.3 | 206.3 | 206.3 | 206.3
1227 | NORIA SOLAR DCC | 23INR0061 |  | NUECES | SOLAR | COASTAL | 2024 | 145 | 0 | 0 | 145 | 145 | 145 | 145 | 145 | 145 | 145 | 145
1228 | NORTON SOLAR | 19INR0035 |  | RUNNELS | SOLAR | WEST | 2024 | 125 | 0 | 125 | 125 | 125 | 125 | 125 | 125 | 125 | 125 | 125
1229 | OLD HICKORY SOLAR | 20INR0236 |  | JACKSON | SOLAR | SOUTH | 2024 | 206 | 0 | 0 | 206 | 206 | 206 | 206 | 206 | 206 | 206 | 206
1230 | OUTPOST SOLAR | 23INR0007 |  | WEBB | SOLAR | SOUTH | 2024 | 513.7 | 0 | 513.7 | 513.7 | 513.7 | 513.7 | 513.7 | 513.7 | 513.7 | 513.7 | 513.7
1231 | OYSTERCATCHER SOLAR | 21INR0362 |  | ELLIS | SOLAR | NORTH | 2024 | 220.3 | 0 | 0 | 220.3 | 220.3 | 220.3 | 220.3 | 220.3 | 220.3 | 220.3 | 220.3
1232 | PARLIAMENT SOLAR | 23INR0044 |  | WALLER | SOLAR | HOUSTON | 2023 | 482.7 | 0 | 482.7 | 482.7 | 482.7 | 482.7 | 482.7 | 482.7 | 482.7 | 482.7 | 482.7
1233 | PEREGRINE SOLAR | 22INR0283 |  | GOLIAD | SOLAR | SOUTH | 2024 | 303.4 | 0 | 303.4 | 303.4 | 303.4 | 303.4 | 303.4 | 303.4 | 303.4 | 303.4 | 303.4
1234 | PINE FOREST SOLAR | 20INR0203 |  | HOPKINS | SOLAR | NORTH | 2024 | 286.3 | 0 | 0 | 286.3 | 286.3 | 286.3 | 286.3 | 286.3 | 286.3 | 286.3 | 286.3
1235 | PINK SOLAR | 22INR0281 |  | HUNT | SOLAR | NORTH | 2023 | 151 | 0 | 151 | 151 | 151 | 151 | 151 | 151 | 151 | 151 | 151
1236 | PITTS DUDIK SOLAR | 20INR0074 |  | HILL | SOLAR | NORTH | 2023 | 50 | 50 | 50 | 50 | 50 | 50 | 50 | 50 | 50 | 50 | 50
1237 | PORTER SOLAR | 21INR0458 |  | DENTON | SOLAR | NORTH | 2024 | 245 | 0 | 245 | 245 | 245 | 245 | 245 | 245 | 245 | 245 | 245
1238 | RED HOLLY SOLAR | 21INR0022 |  | DAWSON | SOLAR | WEST | 2024 | 260 | 0 | 260 | 260 | 260 | 260 | 260 | 260 | 260 | 260 | 260
1239 | REDONDA SOLAR | 23INR0162 |  | ZAPATA | SOLAR | SOUTH | 2024 | 253.2 | 0 | 253.2 | 253.2 | 253.2 | 253.2 | 253.2 | 253.2 | 253.2 | 253.2 | 253.2
1240 | RED-TAILED HAWK SOLAR | 21INR0389 |  | WHARTON | SOLAR | SOUTH | 2024 | 353.4 | 0 | 353.4 | 353.4 | 353.4 | 353.4 | 353.4 | 353.4 | 353.4 | 353.4 | 353.4
1241 | ROCINANTE SOLAR | 23INR0231 |  | GONZALES | SOLAR | SOUTH | 2023 | 95 | 0 | 95 | 95 | 95 | 95 | 95 | 95 | 95 | 95 | 95
1242 | RODEO SOLAR | 19INR0103 |  | ANDREWS | SOLAR | WEST | 2024 | 200 | 0 | 200 | 200 | 200 | 200 | 200 | 200 | 200 | 200 | 200
1243 | ROWLAND SOLAR II | 22INR0482 |  | FORT BEND | SOLAR | HOUSTON | 2024 | 202.8 | 0 | 202.8 | 202.8 | 202.8 | 202.8 | 202.8 | 202.8 | 202.8 | 202.8 | 202.8
1244 | SAMSON SOLAR 2 | 21INR0490 |  | LAMAR | SOLAR | NORTH | 2023 | 203 | 0 | 203 | 203 | 203 | 203 | 203 | 203 | 203 | 203 | 203
1245 | SBRANCH SOLAR PROJECT | 22INR0205 |  | WHARTON | SOLAR | SOUTH | 2023 | 233.5 | 233.5 | 233.5 | 233.5 | 233.5 | 233.5 | 233.5 | 233.5 | 233.5 | 233.5 | 233.5
1246 | SCHOOLHOUSE SOLAR | 22INR0211 |  | LEE | SOLAR | SOUTH | 2025 | 150.8 | 0 | 0 | 0 | 150.8 | 150.8 | 150.8 | 150.8 | 150.8 | 150.8 | 150.8
1247 | SECOND DIVISION SOLAR | 20INR0248 |  | BRAZORIA | SOLAR | COASTAL | 2024 | 100.6 | 0 | 100.6 | 100.6 | 100.6 | 100.6 | 100.6 | 100.6 | 100.6 | 100.6 | 100.6
1248 | SHAULA I SOLAR | 22INR0251 |  | DEWITT | SOLAR | SOUTH | 2024 | 205.2 | 0 | 205.2 | 205.2 | 205.2 | 205.2 | 205.2 | 205.2 | 205.2 | 205.2 | 205.2
1249 | SHAULA II SOLAR | 22INR0267 |  | DEWITT | SOLAR | SOUTH | 2024 | 205.2 | 0 | 0 | 205.2 | 205.2 | 205.2 | 205.2 | 205.2 | 205.2 | 205.2 | 205.2
1250 | SIGNAL SOLAR | 20INR0208 |  | HUNT | SOLAR | NORTH | 2024 | 51.8 | 0 | 51.8 | 51.8 | 51.8 | 51.8 | 51.8 | 51.8 | 51.8 | 51.8 | 51.8
1251 | SODA LAKE SOLAR 1 SLF | 23INR0080 |  | CRANE | SOLAR | WEST | 2023 | 202.6 | 0 | 202.6 | 202.6 | 202.6 | 202.6 | 202.6 | 202.6 | 202.6 | 202.6 | 202.6
1252 | SODA LAKE SOLAR 2 | 20INR0143 |  | CRANE | SOLAR | WEST | 2024 | 203 | 0 | 203 | 203 | 203 | 203 | 203 | 203 | 203 | 203 | 203
1253 | SPACE CITY SOLAR | 21INR0341 |  | WHARTON | SOLAR | SOUTH | 2024 | 609.7 | 0 | 609.7 | 609.7 | 609.7 | 609.7 | 609.7 | 609.7 | 609.7 | 609.7 | 609.7
1254 | SPANISH CROWN | 21INR0323 |  | FALLS | SOLAR | NORTH | 2023 | 100.7 | 100.7 | 100.7 | 100.7 | 100.7 | 100.7 | 100.7 | 100.7 | 100.7 | 100.7 | 100.7
1255 | SPARTA SOLAR | 22INR0352 |  | BEE | SOLAR | SOUTH | 2023 | 250 | 0 | 250 | 250 | 250 | 250 | 250 | 250 | 250 | 250 | 250
1256 | STAMPEDE SOLAR | 22INR0409 |  | HOPKINS | SOLAR | NORTH | 2023 | 255 | 255 | 255 | 255 | 255 | 255 | 255 | 255 | 255 | 255 | 255
1257 | STARLING SOLAR | 23INR0035 |  | GONZALES | SOLAR | SOUTH | 2023 | 123 | 0 | 123 | 123 | 123 | 123 | 123 | 123 | 123 | 123 | 123
1258 | STARR SOLAR RANCH | 20INR0216 |  | STARR | SOLAR | SOUTH | 2024 | 136.7 | 0 | 136.7 | 136.7 | 136.7 | 136.7 | 136.7 | 136.7 | 136.7 | 136.7 | 136.7
1259 | SUNRAY | 21INR0395 |  | UVALDE | SOLAR | SOUTH | 2024 | 204.1 | 0 | 204.1 | 204.1 | 204.1 | 204.1 | 204.1 | 204.1 | 204.1 | 204.1 | 204.1
1260 | TALITHA SOLAR | 21INR0393 |  | JIM WELLS | SOLAR | SOUTH | 2024 | 131 | 0 | 131 | 131 | 131 | 131 | 131 | 131 | 131 | 131 | 131
1261 | TANGLEWOOD SOLAR | 23INR0054 |  | BRAZORIA | SOLAR | COASTAL | 2025 | 257 | 0 | 0 | 257 | 257 | 257 | 257 | 257 | 257 | 257 | 257
1262 | TAVNER (FORT BEND SOLAR) | 18INR0053 |  | FORT BEND | SOLAR | HOUSTON | 2023 | 143.6 | 0 | 143.6 | 143.6 | 143.6 | 143.6 | 143.6 | 143.6 | 143.6 | 143.6 | 143.6
1263 | TEXANA SOLAR | 18INR0058 |  | WHARTON | SOLAR | SOUTH | 2024 | 152.3 | 0 | 0 | 152.3 | 152.3 | 152.3 | 152.3 | 152.3 | 152.3 | 152.3 | 152.3
1264 | TEXAS SOLAR NOVA | 19INR0001 |  | KENT | SOLAR | WEST | 2023 | 253.5 | 253.5 | 253.5 | 253.5 | 253.5 | 253.5 | 253.5 | 253.5 | 253.5 | 253.5 | 253.5
1265 | TEXAS SOLAR NOVA 2 | 20INR0269 |  | KENT | SOLAR | WEST | 2023 | 201.1 | 0 | 201.1 | 201.1 | 201.1 | 201.1 | 201.1 | 201.1 | 201.1 | 201.1 | 201.1
1266 | TIERRA BONITA SOLAR | 21INR0424 |  | PECOS | SOLAR | WEST | 2024 | 309.68 | 0 | 0 | 309.7 | 309.7 | 309.7 | 309.7 | 309.7 | 309.7 | 309.7 | 309.7
1267 | TRES BAHIAS SOLAR | 20INR0266 |  | CALHOUN | SOLAR | COASTAL | 2023 | 195 | 0 | 195 | 195 | 195 | 195 | 195 | 195 | 195 | 195 | 195
1268 | TROJAN SOLAR | 23INR0296 |  | COOKE | SOLAR | NORTH | 2024 | 206.11 | 0 | 0 | 206.1 | 206.1 | 206.1 | 206.1 | 206.1 | 206.1 | 206.1 | 206.1
1269 | TULSITA SOLAR | 21INR0223 |  | GOLIAD | SOLAR | SOUTH | 2024 | 261 | 0 | 0 | 261 | 261 | 261 | 261 | 261 | 261 | 261 | 261
1270 | TYSON NICK SOLAR | 20INR0222 |  | LAMAR | SOLAR | NORTH | 2023 | 90 | 0 | 90 | 90 | 90 | 90 | 90 | 90 | 90 | 90 | 90
1271 | ULYSSES SOLAR | 21INR0253 |  | COKE | SOLAR | WEST | 2024 | 150 | 0 | 0 | 150 | 150 | 150 | 150 | 150 | 150 | 150 | 150
1272 | UMBRA (STOCKYARD) SOLAR | 23INR0155 |  | FRANKLIN | SOLAR | NORTH | 2024 | 210 | 0 | 0 | 210 | 210 | 210 | 210 | 210 | 210 | 210 | 210
1273 | XE MURAT SOLAR | 22INR0354 |  | HARRIS | SOLAR | HOUSTON | 2024 | 60.4 | 0 | 60.4 | 60.4 | 60.4 | 60.4 | 60.4 | 60.4 | 60.4 | 60.4 | 60.4
1274 | ZIER SOLAR | 21INR0019 |  | KINNEY | SOLAR | SOUTH | 2023 | 163 | 0 | 163 | 163 | 163 | 163 | 163 | 163 | 163 | 163 | 163
1275 | Planned Capacity Total (Solar) | [6 empty] | 30274.86 | 3261.6 | 22984.5 | 29700.9 | 30274.9 | 30274.9 | 30274.9 | 30274.9 | 30274.9 | 30274.9 | 30274.9
1276 | Solar Peak Average Capacity Percentage |  | SOLAR_PL_PEAK_PCT | % |  |  |  | 100 | 80 | 80 | 80 | 80 | 80 | 80 | 80 | 80 | 80 | 80
1277
1278 | Planned Storage Resources with Executed SGIA
1279 | ADAMSTOWN STORAGE | 21INR0209 |  | WICHITA | STORAGE | WEST | 2025 | 116.9 | 0 | 0 | 116.9 | 116.9 | 116.9 | 116.9 | 116.9 | 116.9 | 116.9 | 116.9
1280 | AMSTERDAM STORAGE | 22INR0417 |  | BRAZORIA | STORAGE | COASTAL | 2024 | 201.1 | 0 | 201.1 | 201.1 | 201.1 | 201.1 | 201.1 | 201.1 | 201.1 | 201.1 | 201.1
1281 | ANEMOI ENERGY STORAGE | 23INR0369 |  | HIDALGO | STORAGE | SOUTH | 2023 | 205 | 0 | 205 | 205 | 205 | 205 | 205 | 205 | 205 | 205 | 205
1282 | ARROYO STORAGE SLF | 24INR0306 |  | CAMERON | STORAGE | COASTAL | 2024 | 0 | 0 | 0 | 0 | 0 | 0 | 0 | 0 | 0 | 0 | 0
1283 | BIG STAR STORAGE | 21INR0469 |  | BASTROP | STORAGE | SOUTH | 2023 | 80 | 80 | 80 | 80 | 80 | 80 | 80 | 80 | 80 | 80 | 80
1284 | BORDERTOWN BESS | 23INR0354 |  | STARR | STORAGE | SOUTH | 2023 | 106.15 | 106.2 | 106.15 | 106.15 | 106.15 | 106.15 | 106.15 | 106.15 | 106.15 | 106.15 | 106.15
1285 | BRAZOS BEND BESS | 23INR0363 |  | FORT BEND | STORAGE | HOUSTON | 2024 | 101.21 | 0 | 101.21 | 101.21 | 101.21 | 101.21 | 101.21 | 101.21 | 101.21 | 101.21 | 101.21
1286 | BRIGHT ARROW STORAGE | 22INR0302 |  | HOPKINS | STORAGE | NORTH | 2023 | 103.6 | 103.6 | 103.6 | 103.6 | 103.6 | 103.6 | 103.6 | 103.6 | 103.6 | 103.6 | 103.6
1287 | BRP ANTLIA BESS | 22INR0349 |  | VAL VERDE | STORAGE | WEST | 2023 | 70.9 | 0 | 70.9 | 70.9 | 70.9 | 70.9 | 70.9 | 70.9 | 70.9 | 70.9 | 70.9
1288 | BRP CACHI BESS | 22INR0388 |  | GUADALUPE | STORAGE | SOUTH | 2023 | 202.5 | 0 | 202.5 | 202.5 | 202.5 | 202.5 | 202.5 | 202.5 | 202.5 | 202.5 | 202.5
1289 | BRP CARINA BESS | 22INR0353 |  | NUECES | STORAGE | COASTAL | 2023 | 151.9 | 0 | 151.9 | 151.9 | 151.9 | 151.9 | 151.9 | 151.9 | 151.9 | 151.9 | 151.9
1290 | BRP DICKENS BESS | 22INR0325 |  | DICKENS | STORAGE | PANHANDLE | 2023 | 202.3 | 0 | 202.3 | 202.3 | 202.3 | 202.3 | 202.3 | 202.3 | 202.3 | 202.3 | 202.3
1291 | BRP HYDRA BESS | 22INR0372 |  | PECOS | STORAGE | WEST | 2023 | 202.3 | 0 | 202.3 | 202.3 | 202.3 | 202.3 | 202.3 | 202.3 | 202.3 | 202.3 | 202.3
1292 | BRP LIBRA BESS | 22INR0366 |  | GUADALUPE | STORAGE | SOUTH | 2023 | 202.4 | 0 | 202.4 | 202.4 | 202.4 | 202.4 | 202.4 | 202.4 | 202.4 | 202.4 | 202.4
1293 | BRP PALEO BESS | 22INR0322 |  | HALE | STORAGE | PANHANDLE | 2023 | 202.4 | 0 | 202.4 | 202.4 | 202.4 | 202.4 | 202.4 | 202.4 | 202.4 | 202.4 | 202.4
1294 | BRP PAVO BESS | 22INR0384 |  | PECOS | STORAGE | WEST | 2023 | 176.9 | 0 | 176.9 | 176.9 | 176.9 | 176.9 | 176.9 | 176.9 | 176.9 | 176.9 | 176.9
1295 | BRP TORTOLAS BESS | 23INR0072 |  | BRAZORIA | STORAGE | COASTAL | 2023 | 50.7 | 50.7 | 50.7 | 50.7 | 50.7 | 50.7 | 50.7 | 50.7 | 50.7 | 50.7 | 50.7
1296 | CALLISTO I ENERGY CENTER | 22INR0490 |  | HARRIS | STORAGE | HOUSTON | 2023 | 203 | 0 | 203 | 203 | 203 | 203 | 203 | 203 | 203 | 203 | 203
1297 | CHILLINGHAM STORAGE | 23INR0079 |  | BELL | STORAGE | NORTH | 2023 | 153.8 | 0 | 153.8 | 153.8 | 153.8 | 153.8 | 153.8 | 153.8 | 153.8 | 153.8 | 153.8
1298 | CITADEL BESS | 24INR0147 |  | HARRIS | STORAGE | HOUSTON | 2024 | 206.3 | 0 | 206.3 | 206.3 | 206.3 | 206.3 | 206.3 | 206.3 | 206.3 | 206.3 | 206.3
1299 | CORAL STORAGE | 23INR0124 |  | FALLS | STORAGE | NORTH | 2023 | 101 | 0 | 101 | 101 | 101 | 101 | 101 | 101 | 101 | 101 | 101
1300 | COTTONWOOD BAYOU STORAGE | 21INR0443 |  | BRAZORIA | STORAGE | COASTAL | 2024 | 150.8 | 0 | 150.8 | 150.8 | 150.8 | 150.8 | 150.8 | 150.8 | 150.8 | 150.8 | 150.8
1301 | DANISH FIELDS STORAGE | 21INR0450 |  | WHARTON | STORAGE | SOUTH | 2023 | 150.8 | 0 | 150.8 | 150.8 | 150.8 | 150.8 | 150.8 | 150.8 | 150.8 | 150.8 | 150.8
1302 | DIBOLL BESS (DGR) | 23INR0522 |  | ANGELINA | STORAGE | NORTH | 2023 | 9.95 | 10 | 10 | 10 | 10 | 10 | 10 | 10 | 10 | 10 | 10
1303 | DONEGAL BESS | 23INR0103 |  | DICKENS | STORAGE | PANHANDLE | 2024 | 101.3 | 0 | 0 | 101.3 | 101.3 | 101.3 | 101.3 | 101.3 | 101.3 | 101.3 | 101.3
1304 | EBONY ENERGY STORAGE | 23INR0154 |  | COMAL | STORAGE | SOUTH | 2023 | 205 | 0 | 205 | 205 | 205 | 205 | 205 | 205 | 205 | 205 | 205
1305 | ELIZA STORAGE | 22INR0260 |  | KAUFMAN | STORAGE | NORTH | 2024 | 100.62 | 0 | 100.62 | 100.62 | 100.62 | 100.62 | 100.62 | 100.62 | 100.62 | 100.62 | 100.62
1306 | ESTONIAN ENERGY STORAGE | 22INR0336 |  | DELTA | STORAGE | NORTH | 2023 | 101.6 | 101.6 | 101.6 | 101.6 | 101.6 | 101.6 | 101.6 | 101.6 | 101.6 | 101.6 | 101.6
1307 | EVAL STORAGE | 22INR0401 |  | CAMERON | STORAGE | COASTAL | 2024 | 255 | 0 | 255 | 255 | 255 | 255 | 255 | 255 | 255 | 255 | 255
1308 | FENCE POST BESS | 22INR0405 |  | NAVARRO | STORAGE | NORTH | 2023 | 70 | 70 | 70 | 70 | 70 | 70 | 70 | 70 | 70 | 70 | 70
1309 | GIGA TEXAS ENERGY STORAGE | 23INR0239 |  | TRAVIS | STORAGE | SOUTH | 2023 | 131.1 | 0 | 131.1 | 131.1 | 131.1 | 131.1 | 131.1 | 131.1 | 131.1 | 131.1 | 131.1
1310 | GOMEZ BESS (DGR) | 23INR0519 |  | PECOS | STORAGE | WEST | 2023 | 9.95 | 10 | 10 | 10 | 10 | 10 | 10 | 10 | 10 | 10 | 10
1311 | GREAT KISKADEE STORAGE | 23INR0166 |  | HIDALGO | STORAGE | SOUTH | 2024 | 103.1 | 0 | 0 | 103.1 | 103.1 | 103.1 | 103.1 | 103.1 | 103.1 | 103.1 | 103.1
1312 | GREEN HOLLY STORAGE | 21INR0029 |  | DAWSON | STORAGE | WEST | 2024 | 50 | 0 | 50 | 50 | 50 | 50 | 50 | 50 | 50 | 50 | 50
1313 | GRIZZLY RIDGE BESS | 22INR0596 |  | HAMILTON | STORAGE | NORTH | 2022 | 9.9 | 9.9 | 9.9 | 9.9 | 9.9 | 9.9 | 9.9 | 9.9 | 9.9 | 9.9 | 9.9
1314 | GUAJILLO ENERGY STORAGE | 23INR0343 |  | WEBB | STORAGE | SOUTH | 2024 | 201.1 | 0 | 0 | 201.1 | 201.1 | 201.1 | 201.1 | 201.1 | 201.1 | 201.1 | 201.1
1315 | HOUSE MOUNTAIN 2 BATT | 22INR0485 |  | BREWSTER | STORAGE | WEST | 2023 | 63 | 63 | 63 | 63 | 63 | 63 | 63 | 63 | 63 | 63 | 63
1316 | HUMMINGBIRD STORAGE | 22INR0327 |  | DENTON | STORAGE | NORTH | 2023 | 103.8 | 0 | 103.8 | 103.8 | 103.8 | 103.8 | 103.8 | 103.8 | 103.8 | 103.8 | 103.8
1317 | INERTIA BESS | 22INR0328 |  | HASKELL | STORAGE | WEST | 2023 | 13 | 13 | 13 | 13 | 13 | 13 | 13 | 13 | 13 | 13 | 13
1318 | INERTIA BESS 2 | 22INR0375 |  | HASKELL | STORAGE | WEST | 2025 | 100.8 | 0 | 0 | 100.8 | 100.8 | 100.8 | 100.8 | 100.8 | 100.8 | 100.8 | 100.8
1319 | JUNCTION BESS (DGR) | 23INR0521 |  | KIMBLE | STORAGE | SOUTH | 2023 | 9.9 | 9.9 | 9.9 | 9.9 | 9.9 | 9.9 | 9.9 | 9.9 | 9.9 | 9.9 | 9.9
1320 | LARKSPUR ENERGY STORAGE | 23INR0340 |  | UPTON | STORAGE | WEST | 2025 | 307.5 | 0 | 0 | 307.5 | 307.5 | 307.5 | 307.5 | 307.5 | 307.5 | 307.5 | 307.5
1321 | LIMOUSIN OAK STORAGE | 22INR0338 |  | GRIMES | STORAGE | NORTH | 2023 | 104.6 | 104.6 | 104.6 | 104.6 | 104.6 | 104.6 | 104.6 | 104.6 | 104.6 | 104.6 | 104.6
1322 | MUSTANG CREEK STORAGE | 21INR0484 |  | JACKSON | STORAGE | SOUTH | 2023 | 70.5 | 70.5 | 70.5 | 70.5 | 70.5 | 70.5 | 70.5 | 70.5 | 70.5 | 70.5 | 70.5
1323 | NORIA STORAGE | 23INR0062 |  | NUECES | STORAGE | COASTAL | 2024 | 75 | 0 | 0 | 75 | 75 | 75 | 75 | 75 | 75 | 75 | 75
1324 | PADUA GRID BESS | 22INR0368 |  | BEXAR | STORAGE | SOUTH | 2024 | 202.6 | 0 | 202.6 | 202.6 | 202.6 | 202.6 | 202.6 | 202.6 | 202.6 | 202.6 | 202.6
1325 | PLEASANTON BESS | 23INR0520 |  | ATASCOSA | STORAGE | SOUTH | 2023 | 9.95 | 9.95 | 9.95 | 9.95 | 9.95 | 9.95 | 9.95 | 9.95 | 9.95 | 9.95 | 9.95
1326 | PYRON BESS II | 20INR0268 |  | NOLAN | STORAGE | WEST | 2023 | 30.2 | 30.2 | 30.2 | 30.2 | 30.2 | 30.2 | 30.2 | 30.2 | 30.2 | 30.2 | 30.2
1327 | RAMSEY STORAGE | 21INR0505 |  | WHARTON | STORAGE | SOUTH | 2024 | 510.4 | 0 | 510.4 | 510.4 | 510.4 | 510.4 | 510.4 | 510.4 | 510.4 | 510.4 | 510.4
1328 | RED HOLLY STORAGE | 21INR0033 |  | DAWSON | STORAGE | WEST | 2024 | 50 | 0 | 50 | 50 | 50 | 50 | 50 | 50 | 50 | 50 | 50
1329 | RIVER VALLEY STORAGE 1 | 20INR0290 |  | WILLIAMSON | STORAGE | SOUTH | 2022 | 50 | 50 | 50 | 50 | 50 | 50 | 50 | 50 | 50 | 50 | 50
1330 | RIVER VALLEY STORAGE 2 | 20INR0293 |  | WILLIAMSON | STORAGE | SOUTH | 2022 | 50 | 50 | 50 | 50 | 50 | 50 | 50 | 50 | 50 | 50 | 50
1331 | ROCINANTE BESS | 23INR0232 |  | GONZALES | STORAGE | SOUTH | 2023 | 33 | 0 | 33 | 33 | 33 | 33 | 33 | 33 | 33 | 33 | 33
1332 | RODEO RANCH ENERGY STORAGE | 23INR0371 |  | REEVES | STORAGE | WEST | 2023 | 307.5 | 0 | 307.5 | 307.5 | 307.5 | 307.5 | 307.5 | 307.5 | 307.5 | 307.5 | 307.5
1333 | RYAN ENERGY STORAGE | 20INR0246 |  | CORYELL | STORAGE | NORTH | 2024 | 50 | 0 | 0 | 50 | 50 | 50 | 50 | 50 | 50 | 50 | 50
1334 | SABAL STORAGE | 22INR0398 |  | CAMERON | STORAGE | COASTAL | 2023 | 18 | 18 | 18 | 18 | 18 | 18 | 18 | 18 | 18 | 18 | 18
1335 | SP TX-12B BESS | 21INR0357 |  | UPTON | STORAGE | WEST | 2022 | 22.7 | 22.7 | 22.7 | 22.7 | 22.7 | 22.7 | 22.7 | 22.7 | 22.7 | 22.7 | 22.7
1336 | STAMPEDE BESS | 22INR0410 |  | HOPKINS | STORAGE | NORTH | 2023 | 70 | 70 | 70 | 70 | 70 | 70 | 70 | 70 | 70 | 70 | 70
1337 | STOCKYARD GRID BATT | 21INR0492 |  | TARRANT | STORAGE | NORTH | 2023 | 150.6 | 150.6 | 150.6 | 150.6 | 150.6 | 150.6 | 150.6 | 150.6 | 150.6 | 150.6 | 150.6
1338 | TIDWELL PRAIRIE STORAGE 1 | 21INR0517 |  | ROBERTSON | STORAGE | NORTH | 2024 | 304.78 | 0 | 0 | 304.78 | 304.78 | 304.78 | 304.78 | 304.78 | 304.78 | 304.78 | 304.78
1339 | TIMBERWOLF BESS 2 | 22INR0495 |  | UPTON | STORAGE | WEST | 2023 | 150 | 150 | 150 | 150 | 150 | 150 | 150 | 150 | 150 | 150 | 150
1340 | TURQUOISE STORAGE | 22INR0509 |  | HUNT | STORAGE | NORTH | 2023 | 190 | 190 | 190 | 190 | 190 | 190 | 190 | 190 | 190 | 190 | 190
1341 | UMBRA (STOCKYARD) BESS | 23INR0156 |  | FRANKLIN | STORAGE | NORTH | 2024 | 73 | 0 | 0 | 73 | 73 | 73 | 73 | 73 | 73 | 73 | 73
1342 | WOLF TANK STORAGE | 22INR0551 |  | WEBB | STORAGE | SOUTH | 2023 | 150 | 150 | 150 | 150 | 150 | 150 | 150 | 150 | 150 | 150 | 150
1343 | ZIER STORAGE | 21INR0027 |  | KINNEY | STORAGE | SOUTH | 2023 | 40.4 | 0 | 40.4 | 40.4 | 40.4 | 40.4 | 40.4 | 40.4 | 40.4 | 40.4 | 40.4
1344 | SMALL GENERATORS WITH SIGNED IAs AND 'MODEL READY DATES' PENDING * | [6 empty] | 0 | 0 | 0 | 0 | 0 | 0 | 0 | 0 | 0 | 0 | 0
1345 | Planned Capacity Total (Storage) | [6 empty] | 8001.81 | 1694.45 | 6568.43 | 8001.91 | 8001.91 | 8001.91 | 8001.91 | 8001.91 | 8001.91 | 8001.91 | 8001.91
1346 | Storage Peak Average Capacity Percentage |  | STORAGE_PL_PEAK_PCT | % |  |  |  | 100 | 0 | 0 | 0 | 0 | 0 | 0 | 0 | 0 | 0 | 0
1347
1348 | Inactive Planned Resources
1349 | AGATE SOLAR | 20INR0023 |  | ELLIS | SOLAR | NORTH | 2020 | 60 | 60 | 60 | 60 | 60 | 60 | 60 | 60 | 60 | 60 | 60
1350 | HART WIND | 16INR0033 |  | CASTRO | WIND-P | PANHANDLE | 2026 | 165 | 0 | 0 | 0 | 165 | 165 | 165 | 165 | 165 | 165 | 165
1351 | HOWLE SOLAR | 20INR0075 |  | ELLIS | SOLAR | NORTH | 2023 | 60 | 0 | 60 | 60 | 60 | 60 | 60 | 60 | 60 | 60 | 60
1352 | KONTIKI 1 WIND (ERIK) | 19INR0099a |  | GLASSCOCK | WIND-O | WEST | 2023 | 250.1 | 250.1 | 250.1 | 250.1 | 250.1 | 250.1 | 250.1 | 250.1 | 250.1 | 250.1 | 250.1
1353 | KONTIKI 2 WIND (ERNEST) | 19INR0099b |  | GLASSCOCK | WIND-O | WEST | 2023 | 250.1 | 250.1 | 250.1 | 250.1 | 250.1 | 250.1 | 250.1 | 250.1 | 250.1 | 250.1 | 250.1
1354 | MARIAH DEL ESTE | 13INR0010a |  | PARMER | WIND-P | PANHANDLE | 2020 | 152.5 | 152.5 | 152.5 | 152.5 | 152.5 | 152.5 | 152.5 | 152.5 | 152.5 | 152.5 | 152.5
1355 | NORTHDRAW WIND | 13INR0025 |  | RANDALL | WIND-P | PANHANDLE | 2020 | 150 | 150 | 150 | 150 | 150 | 150 | 150 | 150 | 150 | 150 | 150
1356 | RUETER SOLAR | 20INR0202 |  | BOSQUE | SOLAR | NORTH | 2025 | 200 | 0 | 0 | 0 | 200 | 200 | 200 | 200 | 200 | 200 | 200
1357 | SOWERS STORAGE | 22INR0552 |  | KAUFMAN | STORAGE | NORTH | 2023 | 203 | 0 | 203 | 203 | 203 | 203 | 203 | 203 | 203 | 203 | 203
1358 | SPINEL SOLAR | 20INR0025 |  | MEDINA | SOLAR | SOUTH | 2024 | 30 | 0 | 0 | 30 | 30 | 30 | 30 | 30 | 30 | 30 | 30
1359 | TANZANITE STORAGE | 22INR0549 |  | HENDERSON | STORAGE | NORTH | 2023 | 257.7 | 0 | 257.7 | 257.7 | 257.7 | 257.7 | 257.7 | 257.7 | 257.7 | 257.7 | 257.7
1360 | Inactive Planned Capacity Total | [6 empty] | 1778.4 | 862.7 | 1383.4 | 1413.4 | 1778.4 | 1778.4 | 1778.4 | 1778.4 | 1778.4 | 1778.4 | 1778.4
1361
1362 | Seasonal Mothballed Resources
1363 | POWERLANE PLANT STG 1 (AS OF 10/1/2022, AVAILABLE 6/1 THROUGH 9/30) |  | STEAM1A_STEAM_1 | HUNT | GAS-ST | NORTH | 1966 | 18.75 | 17.5 | 17.5 | 17.5 | 17.5 | 17.5 | 17.5 | 17.5 | 17.5 | 17.5 | 17.5
1364 | SPENCER STG U4 (AS OF 10/24/2022, AVAILABLE 4/2 THROUGH 11/30) |  | SPNCER_SPNCE_4 | DENTON | GAS-ST | NORTH | 1966 | 61 | 57 | 57 | 57 | 57 | 57 | 57 | 57 | 57 | 57 | 57
1365 | SPENCER STG U5 (AS OF 10/24/2022, AVAILABLE 4/2 THROUGH 11/30) |  | SPNCER_SPNCE_5 | DENTON | GAS-ST | NORTH | 1973 | 65 | 61 | 61 | 61 | 61 | 61 | 61 | 61 | 61 | 61 | 61
1366 | Total Seasonal Mothballed Capacity | [6 empty] | 144.75 | 135.5 | 135.5 | 135.5 | 135.5 | 135.5 | 135.5 | 135.5 | 135.5 | 135.5 | 135.5
1367
1368 | Mothballed Resources
1369 | RAY OLINGER STG 1 (AS OF 4/5/22) |  | OLINGR_OLING_1 | COLLIN | GAS-ST | NORTH | 1967 | 78 | 78 | 78 | 78 | 78 | 78 | 78 | 78 | 78 | 78 | 78
1370 | J T DEELY U1 (AS OF 12/31/2018) |  | CALAVERS_JTD1_M | BEXAR | COAL | SOUTH | 1977 | 415 | 420 | 420 | 420 | 420 | 420 | 420 | 420 | 420 | 420 | 420
1371 | J T DEELY U2 (AS OF 12/31/2018) |  | CALAVERS_JTD2_M | BEXAR | COAL | SOUTH | 1978 | 415 | 420 | 420 | 420 | 420 | 420 | 420 | 420 | 420 | 420 | 420
1372 | Total Mothballed Capacity | [6 empty] | 908 | 918 | 918 | 918 | 918 | 918 | 918 | 918 | 918 | 918 | 918
1373
1374 | Retiring Resources Unavailable to ERCOT (since last CDR/SARA)
1375 | OCI ALAMO 1 (ASTRO) (RETIRING ON 11/17/22) |  | OCI_ALM1_ASTRO1 | BEXAR | STORAGE | SOUTH | 2016 | 1 | bar: Summer Ratings (MW) 2023 to Summer Ratings (MW) 2032
1376 | Total Retiring Capacity | [6 empty] | 1 | bar: Summer Ratings (MW) 2023 to Summer Ratings (MW) 2032
Capacity changes due to planned repower/upgrade projects are reflected in the operational units' ratings upon receipt and ERCOT approval of updated resource registration system information. Interconnection requests for existing resources that involve MW capacity changes are indicated with a code in the “Generation Interconnection Project Code” column.
Although seasonal capacity ratings for battery energy storage systems are reported above, the ratings are not included in the operational/planned capacity formulae. These resources are assumed to provide Ancillary Services rather than sustained capacity available to meet system peak loads.
The capacities of planned projects that have been approved for Initial Synchronization at the time of report creation are assumed to be available for the season regardless of their projected Commercial Operations Dates.
Planned projects for which maximum seasonal sustained capacity ratings have been provided are used in lieu of capacities entered into the online Resource Integration and Ongoing Operations - Interconnection Services (RIOO-IS) system.
Installed capacity ratings are based on the maximum power that a generating unit can produce during normal sustained operating conditions as specified by the equipment manufacturer. These ratings reflect the latest information in the Resource Integration and Ongoing Operations - Reources Services (RIOO-RS) system.
Note on J436: Extended outages: GUADALUPE BLANCO RIVER AUTH-SCHUMANSVILLE (3.6 MW) and 2.4 MW of the 4.8 MW GUADALUPE BLANCO RIVER AUTH-LAKEWOOD TAP Hydro unit.
Note on K436: Extended outages: GUADALUPE BLANCO RIVER AUTH-SCHUMANSVILLE (3.6 MW) and 2.4 MW of the 4.8 MW GUADALUPE BLANCO RIVER AUTH-LAKEWOOD TAP Hydro unit.
Note on L436: Extended outages: GUADALUPE BLANCO RIVER AUTH-SCHUMANSVILLE (3.6 MW) and 2.4 MW of the 4.8 MW GUADALUPE BLANCO RIVER AUTH-LAKEWOOD TAP Hydro unit.
Note on M436: Extended outages: GUADALUPE BLANCO RIVER AUTH-SCHUMANSVILLE (3.6 MW) and 2.4 MW of the 4.8 MW GUADALUPE BLANCO RIVER AUTH-LAKEWOOD TAP Hydro unit.
Note on N436: Extended outages: GUADALUPE BLANCO RIVER AUTH-SCHUMANSVILLE (3.6 MW) and 2.4 MW of the 4.8 MW GUADALUPE BLANCO RIVER AUTH-LAKEWOOD TAP Hydro unit.
Note on O436: Extended outages: GUADALUPE BLANCO RIVER AUTH-SCHUMANSVILLE (3.6 MW) and 2.4 MW of the 4.8 MW GUADALUPE BLANCO RIVER AUTH-LAKEWOOD TAP Hydro unit.
Note on P436: Extended outages: GUADALUPE BLANCO RIVER AUTH-SCHUMANSVILLE (3.6 MW) and 2.4 MW of the 4.8 MW GUADALUPE BLANCO RIVER AUTH-LAKEWOOD TAP Hydro unit.
Note on Q436: Extended outages: GUADALUPE BLANCO RIVER AUTH-SCHUMANSVILLE (3.6 MW) and 2.4 MW of the 4.8 MW GUADALUPE BLANCO RIVER AUTH-LAKEWOOD TAP Hydro unit.
Note on R436: Extended outages: GUADALUPE BLANCO RIVER AUTH-SCHUMANSVILLE (3.6 MW) and 2.4 MW of the 4.8 MW GUADALUPE BLANCO RIVER AUTH-LAKEWOOD TAP Hydro unit.
Note on S436: Extended outages: GUADALUPE BLANCO RIVER AUTH-SCHUMANSVILLE (3.6 MW) and 2.4 MW of the 4.8 MW GUADALUPE BLANCO RIVER AUTH-LAKEWOOD TAP Hydro unit.

## Planned Resource Scenarios
Planned Resources Scenarios, Summer
The tables below show condensed versions of the Summer Summary tab for 2023-2027 under different sets of planned project inclusion criteria. Table 1 shows the line items under the current CDR-eligibility criteria (signed IA and air permits/proof of adequate water supplies for fossil-fuel projects). Tables 2, 3, and 4 show the line items under more selective sets of criteria for including planned projects: Table 2 - Meets All Planning Guide Section 6.9(1) Requirements, Table 3 - Meets All Planning Guide Section 6.9 Requirements, Table 4 - meets Quarterly Stability Assessment prerequisites. Table 5 compares the Planning Reserve Margins across the four sets of CDR planned project inclusion criteria. An abbreviated summary of the Planning Guide criteria are listed below the data tables. See Planning Guide Sections 5.9 and 6.9 for the full text. Planned Projects data comes from generation capacity developers and owners as reported in ERCOT's Resource Integration and Ongoing Operations (RIOO) system and other data collection mechanisms described in the ERCOT Protocols.
Table 1: Summer Summary - CDR Eligibility Criteria for Planned Projects
| 2023 | 2024 | 2025 | 2026 | 2027
Firm Peak Load, MW | 80218.1127 | 82214.1317 | 83629.1757 | 85020.1435 | 86406.8853
Operational Generation Capacity and Non-Synchronous Ties, MW | 93641.9647 | 93641.9647 | 93641.9647 | 93641.9647 | 93636.9647
Planned Project Capacity, MW
Planned Thermal (not wind, solar or storage) | 1254 | 1673 | 1673 | 1673 | 1673
Planned Wind | 536.493 | 1331.232 | 1567.713 | 1567.713 | 1567.713
Planned Solar | 2609.28 | 18387.6 | 23760.72 | 24219.92 | 24219.92
Planning Reserve Margin | 22.22% | 39.92% | 44.26% | 42.44% | 40.15%
Table 2: Summer Summary - Planned Projects that Meet All Planning Guide 6.9(1) Requirements
| 2023 | 2024 | 2025 | 2026 | 2027
Firm Peak Load, MW | 80218.1127 | 82214.1317 | 83629.1757 | 85020.1435 | 86406.8853
Operational Generation Capacity and Non-Synchronous Ties, MW | 93641.9647 | 93641.9647 | 93641.9647 | 93641.9647 | 93636.9647
Planned Project Capacity, MW
Planned Thermal (not wind, solar or storage) | 1254 | 1673 | 1673 | 1673 | 1673
Planned Wind | 493.023 | 640.086 | 718.857 | 718.857 | 718.857
Planned Solar | 2603.36 | 11230.32 | 13382.16 | 13382.16 | 13382.16
Planning Reserve Margin | 22.16% | 30.37% | 30.83% | 28.69% | 26.62%
Table 3: Summer Summary - Planned Projects Meeting All Planning Guide 6.9 Requirements
| 2023 | 2024 | 2025 | 2026 | 2027
Firm Peak Load, MW | 80218.1127 | 82214.1317 | 83629.1757 | 85020.1435 | 86406.8853
Operational Generation Capacity and Non-Synchronous Ties, MW | 93641.9647 | 93641.9647 | 93641.9647 | 93641.9647 | 93636.9647
Planned Project Capacity, MW
Planned Thermal (not wind, solar or storage) | 1194 | 1205 | 1205 | 1205 | 1205
Planned Wind | 493.023 | 548.295 | 548.295 | 548.295 | 548.295
Planned Solar | 2603.36 | 6265.52 | 6390.64 | 6390.64 | 6390.64
Planning Reserve Margin | 22.08% | 23.65% | 21.71% | 19.72% | 17.79%
Table 4: Summer Summary - Planned Projects Meeting Quarterly Stability (QSA) Study Prerequisites
| 2023 | 2024 | 2025 | 2026 | 2027
Firm Peak Load, MW | 80218.1127 | 82214.1317 | 83629.1757 | 85020.1435 | 86406.8853
Operational Generation Capacity and Non-Synchronous Ties, MW | 93641.9647 | 93641.9647 | 93641.9647 | 93641.9647 | 93636.9647
Planned Project Capacity, MW
Planned Thermal (not wind, solar or storage) | 1194 | 1205 | 1205 | 1205 | 1205
Planned Wind | 493.023 | 548.295 | 548.295 | 548.295 | 548.295
Planned Solar | 2399.36 | 5717.76 | 5717.76 | 5717.76 | 5717.76
Planning Reserve Margin | 21.83% | 22.99% | 20.91% | 18.93% | 17.01%
Table 5: Summer Planning Reserve Margin Comparison Based on Different Planned Project Inclusion Criteria
| 2023 | 2024 | 2025 | 2026 | 2027
Planning Reserve Margin—Current CDR-eligible criteria | 22.22% | 39.92% | 44.26% | 42.44% | 40.15%
Planning Reserve Margin—Section 6.9(1) Requirements | 22.16% | 30.37% | 30.83% | 28.69% | 26.62%
Planning Reserve Margin—Section 6.9 Requirements | 22.08% | 23.65% | 21.71% | 19.72% | 17.79%
Planning Reserve Margin—QSA Study Requirements | 21.83% | 22.99% | 20.91% | 18.93% | 17.01%
Planning Guide Section 6.9(1) Requirements
1. The Interconnecting Entity (IE) provides all data required for the Security Screening Study and Full Interconnection Study (FIS).
2. ERCOT determines that the IE has received all necessary Texas Commission on Environmental Quality (TCEQ)-approved air permits or that no such permits are required.
3. The IE submits a completed Declaration of Adequate Water Supplies. (Wind, solar and battery storage projects are exempted.)
4. ERCOT receives a signed Standard Generation Interconnection Agreement (SGIA) or other financially binding agreement from the Transmission Service Provider (TSP) and IE, and a written notice from the TSP that the IE has provided:
(A) A notice to proceed with the construction of the interconnection and; (B) The financial security required to fund the interconnection facilities.
or, a letter from an authorized official from a Municipally Owned Utility (MOU) or Electric Cooperative (EC) confirming the Entity’s intent to construct, interconnect and operate the resource.
Planning Guide Section 6.9 Requirements
1. The requirements for Section 6.9(1).
2. The IE shall provide within 60 days the remaining required data as specified in the Resource Registration Glossary using the applicable Resource Registration process.
Quarterly Stability Assessment Prerequisites from Planning Guide Section 5.9
1. All requirements under Planning Guide Section 6.9 have been met.
2. The IE has provided all dynamic model data to ERCOT.
3. The Full Interconnection Study has been completed.
4. The Reactive Power Study has been completed.
5. Completion of required system improvements or mitigation plans identified in these studies.

## WinterSummary
Report on the Capacity, Demand and Reserves in the ERCOT Region
Winter Summary: 2023/2024 through 2032/2033
These columns indicate the impact of not adding any new resources during the latter half of the CDR forecast period. Project developers typically submit interconnection requests no more than two to four years before the facilities are expected to enter commercial operations.
Load Forecast, MW: |  |  | 2023/2024 | 2024/2025 | 2025/2026 | 2026/2027 | 2027/2028 | 2028/2029 | 2029/2030 | 2030/2031 | 2031/2032 | 2032/2033
| Winter Peak Demand (based on normal weather) |  | 69367.3427 | 71546.5349 | 73285.5122 | 75019.0832 | 75984.8116 | 76799.5031 | 77585.6821 | 78329.4833 | 79029.8071 | 79715.1531
| plus: Energy Efficiency Program Savings Forecast |  | 3262.3502 | 3681.1416 | 4098.8616 | 4516.5817 | 4934.3017 | 5352.0218 | 5769.7419 | 6187.4619 | 6605.182 | 7022.902
| Total Winter Peak Demand (before Reductions from Energy Efficiency Programs) |  | 72629.6929 | 75227.6765 | 77384.3738 | 79535.6649 | 80919.1133 | 82151.525 | 83355.424 | 84516.9452 | 85634.9891 | 86738.0551
| less: Incremental Rooftop PV Forecast |  | -48.7075 | -72.1229 | -95.4744 | -118.8258 | -142.1773 | -165.5927 | -188.9441 | -212.2956 | -235.647 | -259.0625
| less: Load Resources providing Responsive Reserves |  | -1481 | -1481 | -1481 | -1481 | -1481 | -1481 | -1481 | -1481 | -1481 | -1481
| less: Load Resources providing Non-Spinning Reserves |  | 0 | 0 | 0 | 0 | 0 | 0 | 0 | 0 | 0 | 0
| less: Emergency Response Service (10- and 30-min ramp products) |  | -1048.5396 | -1063.297 | -1063.297 | -1063.297 | -1063.297 | -1063.297 | -1063.297 | -1063.297 | -1063.297 | -1063.297
| less: TDSP Standard Offer Load Management Programs |  | -143.6242 | -143.6242 | -143.6242 | -143.6242 | -143.6242 | -143.6242 | -143.6242 | -143.6242 | -143.6242 | -143.6242
| less: Energy Efficiency Program Savings Forecast |  | -3262.3502 | -3681.1416 | -4098.8616 | -4516.5817 | -4934.3017 | -5352.0218 | -5769.7419 | -6187.4619 | -6605.182 | -7022.902
| Firm Peak Demand, MW |  | 66645.4715 | 68786.4909 | 70502.1167 | 72212.3363 | 73154.7132 | 73945.9893 | 74708.8169 | 75429.2666 | 76106.239 | 76768.1695
Resources, MW: |  |  | Expected Capacity Available for WInter Peak Demands
|  | Installed Capacity Ratings (see note) | 2023/2024 | 2024/2025 | 2025/2026 | 2026/2027 | 2027/2028 | 2028/2029 | 2029/2030 | 2030/2031 | 2031/2032 | 2032/2033
| Installed Winter-rated Capacity, Thermal | 73362.53 | 69008.5 | 69008.5 | 69008.5 | 69008.5 | 69008.5 | 69008.5 | 69008.5 | 69008.5 | 69008.5 | 69008.5
| Hydroelectric, Peak Average Capacity Contribution (73% of installed capacity) | 563.3 | 414.9543 | 414.9543 | 414.9543 | 414.9543 | 414.9543 | 414.9543 | 414.9543 | 414.9543 | 414.9543 | 414.9543
| Switchable Capacity | 3840.12 | 3816 | 3816 | 3816 | 3816 | 3816 | 3816 | 3816 | 3816 | 3816 | 3816
| less: Switchable Capacity Unavailable to ERCOT | 0 | 0 | 0 | 0 | 0 | 0 | 0 | 0 | 0 | 0 | 0
| Available Mothballed Capacity | 0 | 0 | 0 | 0 | 0 | 0 | 0 | 0 | 0 | 0 | 0
| Capacity from Private Use Networks | 9575 | 3348 | 3348 | 3348 | 3348 | 3343 | 3343 | 3343 | 3343 | 3343 | 3343
| Coastal Wind, Peak Average Capacity Contribution (46% of installed capacity) | 5143.87 | 2363.342 | 2363.342 | 2363.342 | 2363.342 | 2363.342 | 2363.342 | 2363.342 | 2363.342 | 2363.342 | 2363.342
| Panhandle Wind, Peak Average Capacity Contribution (34% of installed capacity) | 4410.43 | 1498.618 | 1498.618 | 1498.618 | 1498.618 | 1498.618 | 1498.618 | 1498.618 | 1498.618 | 1498.618 | 1498.618
| Other Wind, Peak Average Capacity Contribution (19% of installed capacity) | 26402.38 | 5007.222 | 5007.222 | 5007.222 | 5007.222 | 5007.222 | 5007.222 | 5007.222 | 5007.222 | 5007.222 | 5007.222
| Solar Utility-Scale, Peak Average Capacity Contribution (11% of installed capacity) | 14055 | 1529.462 | 1529.462 | 1529.462 | 1529.462 | 1529.462 | 1529.462 | 1529.462 | 1529.462 | 1529.462 | 1529.462
| Storage, Peak Average Capacity Contribution (0% of installed capacity) | 2764.16 | 0 | 0 | 0 | 0 | 0 | 0 | 0 | 0 | 0 | 0
| RMR Capacity to be under Contract | 0 | 0 | 0 | 0 | 0 | 0 | 0 | 0 | 0 | 0 | 0
| Capacity Pending Retirement | 0 | 0 | 0 | 0 | 0 | 0 | 0 | 0 | 0 | 0 | 0
| Operational Generation Capacity, MW | 140116.79 | 86986.0983 | 86986.0983 | 86986.0983 | 86986.0983 | 86981.0983 | 86981.0983 | 86981.0983 | 86981.0983 | 86981.0983 | 86981.0983
| Non-Synchronous Ties (Based on average net import contribution during winter 2020/21 EEA events) | 1220 | 719.8 | 719.8 | 719.8 | 719.8 | 719.8 | 719.8 | 719.8 | 719.8 | 719.8 | 719.8
| Planned Resources (not wind, solar or storage) with Signed IA, Air Permits and Adequate Water Supplies | 1735.2 | 1322.6 | 1730.6 | 1730.6 | 1730.6 | 1730.6 | 1730.6 | 1730.6 | 1730.6 | 1730.6 | 1730.6
| Planned Coastal Wind with Signed IA, Peak Average Capacity Contribution (46% of installed capacity) | 762.2 | 138.69 | 350.612 | 350.612 | 350.612 | 350.612 | 350.612 | 350.612 | 350.612 | 350.612 | 350.612
| Planned Panhandle Wind with Signed IA, Peak Average Capacity Contribution (34% of installed capacity) | 696.7 | 0 | 236.878 | 236.878 | 236.878 | 236.878 | 236.878 | 236.878 | 236.878 | 236.878 | 236.878
| Planned Other Wind with Signed IA, Peak Average Capacity Contribution (19% of installed capacity) | 4292.3 | 381.52 | 748.847 | 815.537 | 815.537 | 815.537 | 815.537 | 815.537 | 815.537 | 815.537 | 815.537
| Planned Solar Utility-Scale, Peak Average Capacity Contribution (11% of installed capacity) | 30274.86 | 1050.225 | 2911.5438 | 3305.6848 | 3330.2368 | 3330.2368 | 3330.2368 | 3330.2368 | 3330.2368 | 3330.2368 | 3330.2368
| Planned Storage, Peak Average Capacity Contribution (0% of installed capacity) | 8001.81 | 0 | 0 | 0 | 0 | 0 | 0 | 0 | 0 | 0 | 0
| Planned Generation Capacity, MW | 45763.07 | 2893.035 | 5978.4808 | 6439.3118 | 6463.8638 | 6463.8638 | 6463.8638 | 6463.8638 | 6463.8638 | 6463.8638 | 6463.8638
| Total Capacity, MW | 187099.86 | 90598.9333 | 93684.3791 | 94145.2101 | 94169.7621 | 94164.7621 | 94164.7621 | 94164.7621 | 94164.7621 | 94164.7621 | 94164.7621
|  |  | 2023/2024 | 2024/2025 | 2025/2026 | 2026/2027 | 2027/2028 | 2028/2029 | 2029/2030 | 2030/2031 | 2031/2032 | 2032/2033
| Reserve Margin |  | 35.94% | 36.2% | 33.54% | 30.41% | 28.72% | 27.34% | 26.04% | 24.84% | 23.73% | 22.66%
(Total Resources - Firm Load Forecast) / Firm Load Forecast
Note on Installed Capacities: Installed capacity ratings reflect the cumulative totals through winter 2027/2028, and are based on the maximum power that a generating unit can produce during normal sustained operating conditions as specified by the equipment manufacturer.

## WinterCapacities
| Unit Megawatt Capacities - Winter | [7 empty] | Winter Ratings (MW)
| UNIT NAME | INR | UNIT CODE | COUNTY | FUEL | ZONE | IN SERVICE | INSTALLED CAPACITY RATING (MW) | 2023/2024 | 2024/2025 | 2025/2026 | 2026/2027 | 2027/2028 | 2028/2029 | 2029/2030 | 2030/2031 | 2031/2032 | 2032/2033
Operational Resources (Thermal)
4 | COMANCHE PEAK U1 |  | CPSES_UNIT1 | SOMERVELL | NUCLEAR | NORTH | 1990 | 1269 | 1235 | 1235 | 1235 | 1235 | 1235 | 1235 | 1235 | 1235 | 1235 | 1235
5 | COMANCHE PEAK U2 |  | CPSES_UNIT2 | SOMERVELL | NUCLEAR | NORTH | 1993 | 1269 | 1225 | 1225 | 1225 | 1225 | 1225 | 1225 | 1225 | 1225 | 1225 | 1225
6 | SOUTH TEXAS U1 |  | STP_STP_G1 | MATAGORDA | NUCLEAR | COASTAL | 1988 | 1365 | 1353.2 | 1353.2 | 1353.2 | 1353.2 | 1353.2 | 1353.2 | 1353.2 | 1353.2 | 1353.2 | 1353.2
7 | SOUTH TEXAS U2 |  | STP_STP_G2 | MATAGORDA | NUCLEAR | COASTAL | 1989 | 1365 | 1340 | 1340 | 1340 | 1340 | 1340 | 1340 | 1340 | 1340 | 1340 | 1340
8 | COLETO CREEK |  | COLETO_COLETOG1 | GOLIAD | COAL | SOUTH | 1980 | 650 | 655 | 655 | 655 | 655 | 655 | 655 | 655 | 655 | 655 | 655
9 | FAYETTE POWER U1 |  | FPPYD1_FPP_G1 | FAYETTE | COAL | SOUTH | 1979 | 615 | 603 | 603 | 603 | 603 | 603 | 603 | 603 | 603 | 603 | 603
10 | FAYETTE POWER U2 |  | FPPYD1_FPP_G2 | FAYETTE | COAL | SOUTH | 1980 | 615 | 605 | 605 | 605 | 605 | 605 | 605 | 605 | 605 | 605 | 605
11 | FAYETTE POWER U2 |  | FPPYD2_FPP_G3 | FAYETTE | COAL | SOUTH | 1988 | 460 | 449 | 449 | 449 | 449 | 449 | 449 | 449 | 449 | 449 | 449
12 | J K SPRUCE U1 |  | CALAVERS_JKS1 | BEXAR | COAL | SOUTH | 1992 | 555 | 560 | 560 | 560 | 560 | 560 | 560 | 560 | 560 | 560 | 560
13 | J K SPRUCE U2 |  | CALAVERS_JKS2 | BEXAR | COAL | SOUTH | 2010 | 922 | 785 | 785 | 785 | 785 | 785 | 785 | 785 | 785 | 785 | 785
14 | LIMESTONE U1 |  | LEG_LEG_G1 | LIMESTONE | COAL | NORTH | 1985 | 893 | 824 | 824 | 824 | 824 | 824 | 824 | 824 | 824 | 824 | 824
15 | LIMESTONE U2 |  | LEG_LEG_G2 | LIMESTONE | COAL | NORTH | 1986 | 956.8 | 836 | 836 | 836 | 836 | 836 | 836 | 836 | 836 | 836 | 836
16 | MARTIN LAKE U1 |  | MLSES_UNIT1 | RUSK | COAL | NORTH | 1977 | 893 | 815 | 815 | 815 | 815 | 815 | 815 | 815 | 815 | 815 | 815
17 | MARTIN LAKE U2 |  | MLSES_UNIT2 | RUSK | COAL | NORTH | 1978 | 893 | 820 | 820 | 820 | 820 | 820 | 820 | 820 | 820 | 820 | 820
18 | MARTIN LAKE U3 |  | MLSES_UNIT3 | RUSK | COAL | NORTH | 1979 | 893 | 820 | 820 | 820 | 820 | 820 | 820 | 820 | 820 | 820 | 820
19 | OAK GROVE SES U1 |  | OGSES_UNIT1A | ROBERTSON | COAL | NORTH | 2010 | 916.8 | 855 | 855 | 855 | 855 | 855 | 855 | 855 | 855 | 855 | 855
20 | OAK GROVE SES U2 |  | OGSES_UNIT2 | ROBERTSON | COAL | NORTH | 2011 | 916.8 | 855 | 855 | 855 | 855 | 855 | 855 | 855 | 855 | 855 | 855
21 | SAN MIGUEL U1 |  | SANMIGL_G1 | ATASCOSA | COAL | SOUTH | 1982 | 430 | 391 | 391 | 391 | 391 | 391 | 391 | 391 | 391 | 391 | 391
22 | SANDY CREEK U1 |  | SCES_UNIT1 | MCLENNAN | COAL | NORTH | 2013 | 1008 | 932.6 | 932.6 | 932.6 | 932.6 | 932.6 | 932.6 | 932.6 | 932.6 | 932.6 | 932.6
23 | TWIN OAKS U1 |  | TNP_ONE_TNP_O_1 | ROBERTSON | COAL | NORTH | 1990 | 174.6 | 155 | 155 | 155 | 155 | 155 | 155 | 155 | 155 | 155 | 155
24 | TWIN OAKS U2 |  | TNP_ONE_TNP_O_2 | ROBERTSON | COAL | NORTH | 1991 | 174.6 | 155 | 155 | 155 | 155 | 155 | 155 | 155 | 155 | 155 | 155
25 | W A PARISH U5 |  | WAP_WAP_G5 | FORT BEND | COAL | HOUSTON | 1977 | 734.1 | 664 | 664 | 664 | 664 | 664 | 664 | 664 | 664 | 664 | 664
26 | W A PARISH U6 |  | WAP_WAP_G6 | FORT BEND | COAL | HOUSTON | 1978 | 734.1 | 663 | 663 | 663 | 663 | 663 | 663 | 663 | 663 | 663 | 663
27 | W A PARISH U7 |  | WAP_WAP_G7 | FORT BEND | COAL | HOUSTON | 1980 | 614.6 | 577 | 577 | 577 | 577 | 577 | 577 | 577 | 577 | 577 | 577
28 | W A PARISH U8 |  | WAP_WAP_G8 | FORT BEND | COAL | HOUSTON | 1982 | 653.99 | 610 | 610 | 610 | 610 | 610 | 610 | 610 | 610 | 610 | 610
29 | ARTHUR VON ROSENBERG 1 CTG 1 |  | BRAUNIG_AVR1_CT1 | BEXAR | GAS-CC | SOUTH | 2000 | 195 | 176 | 176 | 176 | 176 | 176 | 176 | 176 | 176 | 176 | 176
30 | ARTHUR VON ROSENBERG 1 CTG 2 |  | BRAUNIG_AVR1_CT2 | BEXAR | GAS-CC | SOUTH | 2000 | 195 | 176 | 176 | 176 | 176 | 176 | 176 | 176 | 176 | 176 | 176
31 | ARTHUR VON ROSENBERG 1 STG |  | BRAUNIG_AVR1_ST | BEXAR | GAS-CC | SOUTH | 2000 | 222 | 197 | 197 | 197 | 197 | 197 | 197 | 197 | 197 | 197 | 197
32 | ATKINS CTG 7 |  | ATKINS_ATKINSG7 | BRAZOS | GAS-GT | NORTH | 1973 | 21 | 20 | 20 | 20 | 20 | 20 | 20 | 20 | 20 | 20 | 20
33 | BARNEY M DAVIS CTG 3 |  | B_DAVIS_B_DAVIG3 | NUECES | GAS-CC | COASTAL | 2010 | 189.55 | 165 | 165 | 165 | 165 | 165 | 165 | 165 | 165 | 165 | 165
34 | BARNEY M DAVIS CTG 4 |  | B_DAVIS_B_DAVIG4 | NUECES | GAS-CC | COASTAL | 2010 | 189.55 | 165 | 165 | 165 | 165 | 165 | 165 | 165 | 165 | 165 | 165
35 | BARNEY M DAVIS STG 1 |  | B_DAVIS_B_DAVIG1 | NUECES | GAS-ST | COASTAL | 1974 | 352.8 | 292 | 292 | 292 | 292 | 292 | 292 | 292 | 292 | 292 | 292
36 | BARNEY M DAVIS STG 2 |  | B_DAVIS_B_DAVIG2 | NUECES | GAS-CC | COASTAL | 1976 | 351 | 325 | 325 | 325 | 325 | 325 | 325 | 325 | 325 | 325 | 325
37 | BASTROP ENERGY CENTER CTG 1 | 21INR0541 | BASTEN_GTG1100 | BASTROP | GAS-CC | SOUTH | 2002 | 188 | 188 | 188 | 188 | 188 | 188 | 188 | 188 | 188 | 188 | 188
38 | BASTROP ENERGY CENTER CTG 2 | 21INR0541 | BASTEN_GTG2100 | BASTROP | GAS-CC | SOUTH | 2002 | 188 | 188 | 188 | 188 | 188 | 188 | 188 | 188 | 188 | 188 | 188
39 | BASTROP ENERGY CENTER STG | 21INR0541 | BASTEN_ST0100 | BASTROP | GAS-CC | SOUTH | 2002 | 242 | 234 | 234 | 234 | 234 | 234 | 234 | 234 | 234 | 234 | 234
40 | BEACHWOOD POWER STATION U1 |  | BCH_UNIT1 | BRAZORIA | GAS-GT | COASTAL | 2022 | 60.5 | 49.8 | 49.8 | 49.8 | 49.8 | 49.8 | 49.8 | 49.8 | 49.8 | 49.8 | 49.8
41 | BEACHWOOD POWER STATION U2 |  | BCH_UNIT2 | BRAZORIA | GAS-GT | COASTAL | 2022 | 60.5 | 49.8 | 49.8 | 49.8 | 49.8 | 49.8 | 49.8 | 49.8 | 49.8 | 49.8 | 49.8
42 | BEACHWOOD POWER STATION U3 |  | BCH_UNIT3 | BRAZORIA | GAS-GT | COASTAL | 2022 | 60.5 | 49.8 | 49.8 | 49.8 | 49.8 | 49.8 | 49.8 | 49.8 | 49.8 | 49.8 | 49.8
43 | BOSQUE ENERGY CENTER CTG 1 |  | BOSQUESW_BSQSU_1 | BOSQUE | GAS-CC | NORTH | 2000 | 188.7 | 170.9 | 170.9 | 170.9 | 170.9 | 170.9 | 170.9 | 170.9 | 170.9 | 170.9 | 170.9
44 | BOSQUE ENERGY CENTER CTG 2 |  | BOSQUESW_BSQSU_2 | BOSQUE | GAS-CC | NORTH | 2000 | 188.7 | 170.9 | 170.9 | 170.9 | 170.9 | 170.9 | 170.9 | 170.9 | 170.9 | 170.9 | 170.9
45 | BOSQUE ENERGY CENTER CTG 3 |  | BOSQUESW_BSQSU_3 | BOSQUE | GAS-CC | NORTH | 2001 | 188.7 | 168.5 | 168.5 | 168.5 | 168.5 | 168.5 | 168.5 | 168.5 | 168.5 | 168.5 | 168.5
46 | BOSQUE ENERGY CENTER STG 4 |  | BOSQUESW_BSQSU_4 | BOSQUE | GAS-CC | NORTH | 2001 | 94.95 | 85.2 | 85.2 | 85.2 | 85.2 | 85.2 | 85.2 | 85.2 | 85.2 | 85.2 | 85.2
47 | BOSQUE ENERGY CENTER STG 5 |  | BOSQUESW_BSQSU_5 | BOSQUE | GAS-CC | NORTH | 2009 | 254.15 | 226.7 | 226.7 | 226.7 | 226.7 | 226.7 | 226.7 | 226.7 | 226.7 | 226.7 | 226.7
48 | BRAZOS VALLEY CTG 1 |  | BVE_UNIT1 | FORT BEND | GAS-CC | HOUSTON | 2003 | 198.9 | 168 | 168 | 168 | 168 | 168 | 168 | 168 | 168 | 168 | 168
49 | BRAZOS VALLEY CTG 2 |  | BVE_UNIT2 | FORT BEND | GAS-CC | HOUSTON | 2003 | 198.9 | 168 | 168 | 168 | 168 | 168 | 168 | 168 | 168 | 168 | 168
50 | BRAZOS VALLEY STG 3 |  | BVE_UNIT3 | FORT BEND | GAS-CC | HOUSTON | 2003 | 275.57 | 270 | 270 | 270 | 270 | 270 | 270 | 270 | 270 | 270 | 270
51 | CALENERGY-FALCON SEABOARD CTG 1 |  | FLCNS_UNIT1 | HOWARD | GAS-CC | WEST | 1987 | 75 | 75 | 75 | 75 | 75 | 75 | 75 | 75 | 75 | 75 | 75
52 | CALENERGY-FALCON SEABOARD CTG 2 |  | FLCNS_UNIT2 | HOWARD | GAS-CC | WEST | 1987 | 75 | 75 | 75 | 75 | 75 | 75 | 75 | 75 | 75 | 75 | 75
53 | CALENERGY-FALCON SEABOARD STG 3 |  | FLCNS_UNIT3 | HOWARD | GAS-CC | WEST | 1988 | 62 | 62 | 62 | 62 | 62 | 62 | 62 | 62 | 62 | 62 | 62
54 | CALHOUN (PORT COMFORT) CTG 1 |  | CALHOUN_UNIT1 | CALHOUN | GAS-GT | COASTAL | 2017 | 60.5 | 49.8 | 49.8 | 49.8 | 49.8 | 49.8 | 49.8 | 49.8 | 49.8 | 49.8 | 49.8
55 | CALHOUN (PORT COMFORT) CTG 2 |  | CALHOUN_UNIT2 | CALHOUN | GAS-GT | COASTAL | 2017 | 60.5 | 49.8 | 49.8 | 49.8 | 49.8 | 49.8 | 49.8 | 49.8 | 49.8 | 49.8 | 49.8
56 | CASTLEMAN CHAMON CTG 1 |  | CHAMON_CTG_0101 | HARRIS | GAS-GT | HOUSTON | 2017 | 60.5 | 49.8 | 49.8 | 49.8 | 49.8 | 49.8 | 49.8 | 49.8 | 49.8 | 49.8 | 49.8
57 | CASTLEMAN CHAMON CTG 2 |  | CHAMON_CTG_0301 | HARRIS | GAS-GT | HOUSTON | 2017 | 60.5 | 49.8 | 49.8 | 49.8 | 49.8 | 49.8 | 49.8 | 49.8 | 49.8 | 49.8 | 49.8
58 | CEDAR BAYOU 4 CTG 1 |  | CBY4_CT41 | CHAMBERS | GAS-CC | HOUSTON | 2009 | 205 | 173 | 173 | 173 | 173 | 173 | 173 | 173 | 173 | 173 | 173
59 | CEDAR BAYOU 4 CTG 2 |  | CBY4_CT42 | CHAMBERS | GAS-CC | HOUSTON | 2009 | 205 | 173 | 173 | 173 | 173 | 173 | 173 | 173 | 173 | 173 | 173
60 | CEDAR BAYOU 4 STG |  | CBY4_ST04 | CHAMBERS | GAS-CC | HOUSTON | 2009 | 205 | 186 | 186 | 186 | 186 | 186 | 186 | 186 | 186 | 186 | 186
61 | CEDAR BAYOU STG 1 |  | CBY_CBY_G1 | CHAMBERS | GAS-ST | HOUSTON | 1970 | 765 | 745 | 745 | 745 | 745 | 745 | 745 | 745 | 745 | 745 | 745
62 | CEDAR BAYOU STG 2 |  | CBY_CBY_G2 | CHAMBERS | GAS-ST | HOUSTON | 1972 | 765 | 749 | 749 | 749 | 749 | 749 | 749 | 749 | 749 | 749 | 749
63 | COLORADO BEND ENERGY CENTER CTG 1 |  | CBEC_GT1 | WHARTON | GAS-CC | SOUTH | 2007 | 86.5 | 87 | 87 | 87 | 87 | 87 | 87 | 87 | 87 | 87 | 87
64 | COLORADO BEND ENERGY CENTER CTG 2 |  | CBEC_GT2 | WHARTON | GAS-CC | SOUTH | 2007 | 86.5 | 79.6 | 79.6 | 79.6 | 79.6 | 79.6 | 79.6 | 79.6 | 79.6 | 79.6 | 79.6
65 | COLORADO BEND ENERGY CENTER CTG 3 |  | CBEC_GT3 | WHARTON | GAS-CC | SOUTH | 2008 | 86.5 | 86.7 | 86.7 | 86.7 | 86.7 | 86.7 | 86.7 | 86.7 | 86.7 | 86.7 | 86.7
66 | COLORADO BEND ENERGY CENTER CTG 4 |  | CBEC_GT4 | WHARTON | GAS-CC | SOUTH | 2008 | 86.5 | 77.9 | 77.9 | 77.9 | 77.9 | 77.9 | 77.9 | 77.9 | 77.9 | 77.9 | 77.9
67 | COLORADO BEND ENERGY CENTER STG 1 |  | CBEC_STG1 | WHARTON | GAS-CC | SOUTH | 2007 | 105 | 107.2 | 107.2 | 107.2 | 107.2 | 107.2 | 107.2 | 107.2 | 107.2 | 107.2 | 107.2
68 | COLORADO BEND ENERGY CENTER STG 2 |  | CBEC_STG2 | WHARTON | GAS-CC | SOUTH | 2008 | 108.8 | 110.7 | 110.7 | 110.7 | 110.7 | 110.7 | 110.7 | 110.7 | 110.7 | 110.7 | 110.7
69 | COLORADO BEND II CTG 7 | 18INR0077 | CBECII_CT7 | WHARTON | GAS-CC | SOUTH | 2017 | 360.9 | 360.2 | 360.2 | 360.2 | 360.2 | 360.2 | 360.2 | 360.2 | 360.2 | 360.2 | 360.2
70 | COLORADO BEND II CTG 8 | 18INR0077 | CBECII_CT8 | WHARTON | GAS-CC | SOUTH | 2017 | 360.9 | 359.6 | 359.6 | 359.6 | 359.6 | 359.6 | 359.6 | 359.6 | 359.6 | 359.6 | 359.6
71 | COLORADO BEND II STG 9 | 18INR0077 | CBECII_STG9 | WHARTON | GAS-CC | SOUTH | 2017 | 508.5 | 490.5 | 490.5 | 490.5 | 490.5 | 490.5 | 490.5 | 490.5 | 490.5 | 490.5 | 490.5
72 | CVC CHANNELVIEW CTG 1 |  | CVC_CVC_G1 | HARRIS | GAS-CC | HOUSTON | 2002 | 192.1 | 185 | 185 | 185 | 185 | 185 | 185 | 185 | 185 | 185 | 185
73 | CVC CHANNELVIEW CTG 2 |  | CVC_CVC_G2 | HARRIS | GAS-CC | HOUSTON | 2002 | 192.1 | 182 | 182 | 182 | 182 | 182 | 182 | 182 | 182 | 182 | 182
74 | CVC CHANNELVIEW CTG 3 |  | CVC_CVC_G3 | HARRIS | GAS-CC | HOUSTON | 2002 | 192.1 | 181 | 181 | 181 | 181 | 181 | 181 | 181 | 181 | 181 | 181
75 | CVC CHANNELVIEW STG 5 |  | CVC_CVC_G5 | HARRIS | GAS-CC | HOUSTON | 2002 | 150 | 144 | 144 | 144 | 144 | 144 | 144 | 144 | 144 | 144 | 144
76 | DANSBY CTG 2 |  | DANSBY_DANSBYG2 | BRAZOS | GAS-GT | NORTH | 2004 | 48 | 48 | 48 | 48 | 48 | 48 | 48 | 48 | 48 | 48 | 48
77 | DANSBY CTG 3 |  | DANSBY_DANSBYG3 | BRAZOS | GAS-GT | NORTH | 2010 | 50 | 50 | 50 | 50 | 50 | 50 | 50 | 50 | 50 | 50 | 50
78 | DANSBY STG 1 |  | DANSBY_DANSBYG1 | BRAZOS | GAS-ST | NORTH | 1978 | 120 | 110 | 110 | 110 | 110 | 110 | 110 | 110 | 110 | 110 | 110
79 | DECKER CREEK CTG 1 |  | DECKER_DPGT_1 | TRAVIS | GAS-GT | SOUTH | 1989 | 56.7 | 54 | 54 | 54 | 54 | 54 | 54 | 54 | 54 | 54 | 54
80 | DECKER CREEK CTG 2 |  | DECKER_DPGT_2 | TRAVIS | GAS-GT | SOUTH | 1989 | 56.7 | 54 | 54 | 54 | 54 | 54 | 54 | 54 | 54 | 54 | 54
81 | DECKER CREEK CTG 3 |  | DECKER_DPGT_3 | TRAVIS | GAS-GT | SOUTH | 1989 | 56.7 | 54 | 54 | 54 | 54 | 54 | 54 | 54 | 54 | 54 | 54
82 | DECKER CREEK CTG 4 |  | DECKER_DPGT_4 | TRAVIS | GAS-GT | SOUTH | 1989 | 56.7 | 54 | 54 | 54 | 54 | 54 | 54 | 54 | 54 | 54 | 54
83 | DECORDOVA CTG 1 |  | DCSES_CT10 | HOOD | GAS-GT | NORTH | 1990 | 89.48 | 88 | 88 | 88 | 88 | 88 | 88 | 88 | 88 | 88 | 88
84 | DECORDOVA CTG 2 |  | DCSES_CT20 | HOOD | GAS-GT | NORTH | 1990 | 89.48 | 87 | 87 | 87 | 87 | 87 | 87 | 87 | 87 | 87 | 87
85 | DECORDOVA CTG 3 |  | DCSES_CT30 | HOOD | GAS-GT | NORTH | 1990 | 89.48 | 86 | 86 | 86 | 86 | 86 | 86 | 86 | 86 | 86 | 86
86 | DECORDOVA CTG 4 |  | DCSES_CT40 | HOOD | GAS-GT | NORTH | 1990 | 89.48 | 86 | 86 | 86 | 86 | 86 | 86 | 86 | 86 | 86 | 86
87 | DEER PARK ENERGY CENTER CTG 1 |  | DDPEC_GT1 | HARRIS | GAS-CC | HOUSTON | 2002 | 190.4 | 203 | 203 | 203 | 203 | 203 | 203 | 203 | 203 | 203 | 203
88 | DEER PARK ENERGY CENTER CTG 2 |  | DDPEC_GT2 | HARRIS | GAS-CC | HOUSTON | 2002 | 190.4 | 215 | 215 | 215 | 215 | 215 | 215 | 215 | 215 | 215 | 215
89 | DEER PARK ENERGY CENTER CTG 3 |  | DDPEC_GT3 | HARRIS | GAS-CC | HOUSTON | 2002 | 190.4 | 203 | 203 | 203 | 203 | 203 | 203 | 203 | 203 | 203 | 203
90 | DEER PARK ENERGY CENTER CTG 4 |  | DDPEC_GT4 | HARRIS | GAS-CC | HOUSTON | 2002 | 190.4 | 215 | 215 | 215 | 215 | 215 | 215 | 215 | 215 | 215 | 215
91 | DEER PARK ENERGY CENTER CTG 6 |  | DDPEC_GT6 | HARRIS | GAS-CC | HOUSTON | 2014 | 199 | 190 | 190 | 190 | 190 | 190 | 190 | 190 | 190 | 190 | 190
92 | DEER PARK ENERGY CENTER STG 1 |  | DDPEC_ST1 | HARRIS | GAS-CC | HOUSTON | 2002 | 274.5 | 290 | 290 | 290 | 290 | 290 | 290 | 290 | 290 | 290 | 290
93 | DENTON ENERGY CENTER IC A |  | DEC_AGR_A | DENTON | GAS-IC | NORTH | 2018 | 56.45 | 56.5 | 56.5 | 56.5 | 56.5 | 56.5 | 56.5 | 56.5 | 56.5 | 56.5 | 56.5
94 | DENTON ENERGY CENTER IC B |  | DEC_AGR_B | DENTON | GAS-IC | NORTH | 2018 | 56.45 | 56.5 | 56.5 | 56.5 | 56.5 | 56.5 | 56.5 | 56.5 | 56.5 | 56.5 | 56.5
95 | DENTON ENERGY CENTER IC C |  | DEC_AGR_C | DENTON | GAS-IC | NORTH | 2018 | 56.45 | 56.5 | 56.5 | 56.5 | 56.5 | 56.5 | 56.5 | 56.5 | 56.5 | 56.5 | 56.5
96 | DENTON ENERGY CENTER IC D |  | DEC_AGR_D | DENTON | GAS-IC | NORTH | 2018 | 56.45 | 56.5 | 56.5 | 56.5 | 56.5 | 56.5 | 56.5 | 56.5 | 56.5 | 56.5 | 56.5
97 | ECTOR COUNTY ENERGY CTG 1 |  | ECEC_G1 | ECTOR | GAS-GT | WEST | 2015 | 179.35 | 170.4 | 170.4 | 170.4 | 170.4 | 170.4 | 170.4 | 170.4 | 170.4 | 170.4 | 170.4
98 | ECTOR COUNTY ENERGY CTG 2 |  | ECEC_G2 | ECTOR | GAS-GT | WEST | 2015 | 179.35 | 170.4 | 170.4 | 170.4 | 170.4 | 170.4 | 170.4 | 170.4 | 170.4 | 170.4 | 170.4
99 | ELK STATION IC 3 |  | AEEC_ELK_3 | HALE | GAS-IC | PANHANDLE | 2016 | 202 | 200 | 200 | 200 | 200 | 200 | 200 | 200 | 200 | 200 | 200
100 | ENNIS POWER STATION CTG 2 |  | ETCCS_CT1 | ELLIS | GAS-CC | NORTH | 2002 | 260 | 245 | 245 | 245 | 245 | 245 | 245 | 245 | 245 | 245 | 245
101 | ENNIS POWER STATION STG 1 |  | ETCCS_UNIT1 | ELLIS | GAS-CC | NORTH | 2002 | 140 | 116 | 116 | 116 | 116 | 116 | 116 | 116 | 116 | 116 | 116
102 | EXTEX LAPORTE GEN STN CTG 1 |  | AZ_AZ_G1 | HARRIS | GAS-GT | HOUSTON | 2009 | 38.29 | 40 | 40 | 40 | 40 | 40 | 40 | 40 | 40 | 40 | 40
103 | EXTEX LAPORTE GEN STN CTG 2 |  | AZ_AZ_G2 | HARRIS | GAS-GT | HOUSTON | 2009 | 38.29 | 40 | 40 | 40 | 40 | 40 | 40 | 40 | 40 | 40 | 40
104 | EXTEX LAPORTE GEN STN CTG 3 |  | AZ_AZ_G3 | HARRIS | GAS-GT | HOUSTON | 2009 | 38.29 | 40 | 40 | 40 | 40 | 40 | 40 | 40 | 40 | 40 | 40
105 | EXTEX LAPORTE GEN STN CTG 4 |  | AZ_AZ_G4 | HARRIS | GAS-GT | HOUSTON | 2009 | 38.29 | 40 | 40 | 40 | 40 | 40 | 40 | 40 | 40 | 40 | 40
106 | FERGUSON REPLACEMENT CTG 1 |  | FERGCC_FERGGT1 | LLANO | GAS-CC | SOUTH | 2014 | 185.3 | 180 | 180 | 180 | 180 | 180 | 180 | 180 | 180 | 180 | 180
107 | FERGUSON REPLACEMENT CTG 2 |  | FERGCC_FERGGT2 | LLANO | GAS-CC | SOUTH | 2014 | 185.3 | 180 | 180 | 180 | 180 | 180 | 180 | 180 | 180 | 180 | 180
108 | FERGUSON REPLACEMENT STG 1 |  | FERGCC_FERGST1 | LLANO | GAS-CC | SOUTH | 2014 | 204 | 194 | 194 | 194 | 194 | 194 | 194 | 194 | 194 | 194 | 194
109 | FORNEY ENERGY CENTER CTG 11 |  | FRNYPP_GT11 | KAUFMAN | GAS-CC | NORTH | 2003 | 196.7 | 195 | 195 | 195 | 195 | 195 | 195 | 195 | 195 | 195 | 195
110 | FORNEY ENERGY CENTER CTG 12 |  | FRNYPP_GT12 | KAUFMAN | GAS-CC | NORTH | 2003 | 196.7 | 185 | 185 | 185 | 185 | 185 | 185 | 185 | 185 | 185 | 185
111 | FORNEY ENERGY CENTER CTG 13 |  | FRNYPP_GT13 | KAUFMAN | GAS-CC | NORTH | 2003 | 196.7 | 185 | 185 | 185 | 185 | 185 | 185 | 185 | 185 | 185 | 185
112 | FORNEY ENERGY CENTER CTG 21 |  | FRNYPP_GT21 | KAUFMAN | GAS-CC | NORTH | 2003 | 196.7 | 195 | 195 | 195 | 195 | 195 | 195 | 195 | 195 | 195 | 195
113 | FORNEY ENERGY CENTER CTG 22 |  | FRNYPP_GT22 | KAUFMAN | GAS-CC | NORTH | 2003 | 196.7 | 185 | 185 | 185 | 185 | 185 | 185 | 185 | 185 | 185 | 185
114 | FORNEY ENERGY CENTER CTG 23 |  | FRNYPP_GT23 | KAUFMAN | GAS-CC | NORTH | 2003 | 196.7 | 185 | 185 | 185 | 185 | 185 | 185 | 185 | 185 | 185 | 185
115 | FORNEY ENERGY CENTER STG 10 |  | FRNYPP_ST10 | KAUFMAN | GAS-CC | NORTH | 2003 | 422 | 418 | 418 | 418 | 418 | 418 | 418 | 418 | 418 | 418 | 418
116 | FORNEY ENERGY CENTER STG 20 |  | FRNYPP_ST20 | KAUFMAN | GAS-CC | NORTH | 2003 | 422 | 418 | 418 | 418 | 418 | 418 | 418 | 418 | 418 | 418 | 418
117 | FREESTONE ENERGY CENTER CTG 1 |  | FREC_GT1 | FREESTONE | GAS-CC | NORTH | 2002 | 179.35 | 160.7 | 160.7 | 160.7 | 160.7 | 160.7 | 160.7 | 160.7 | 160.7 | 160.7 | 160.7
118 | FREESTONE ENERGY CENTER CTG 2 |  | FREC_GT2 | FREESTONE | GAS-CC | NORTH | 2002 | 179.35 | 160.7 | 160.7 | 160.7 | 160.7 | 160.7 | 160.7 | 160.7 | 160.7 | 160.7 | 160.7
119 | FREESTONE ENERGY CENTER CTG 4 |  | FREC_GT4 | FREESTONE | GAS-CC | NORTH | 2002 | 179.35 | 161.1 | 161.1 | 161.1 | 161.1 | 161.1 | 161.1 | 161.1 | 161.1 | 161.1 | 161.1
120 | FREESTONE ENERGY CENTER CTG 5 |  | FREC_GT5 | FREESTONE | GAS-CC | NORTH | 2002 | 179.35 | 161.1 | 161.1 | 161.1 | 161.1 | 161.1 | 161.1 | 161.1 | 161.1 | 161.1 | 161.1
121 | FREESTONE ENERGY CENTER STG 3 |  | FREC_ST3 | FREESTONE | GAS-CC | NORTH | 2002 | 190.74 | 179.8 | 179.8 | 179.8 | 179.8 | 179.8 | 179.8 | 179.8 | 179.8 | 179.8 | 179.8
122 | FREESTONE ENERGY CENTER STG 6 |  | FREC_ST6 | FREESTONE | GAS-CC | NORTH | 2002 | 190.74 | 179.7 | 179.7 | 179.7 | 179.7 | 179.7 | 179.7 | 179.7 | 179.7 | 179.7 | 179.7
123 | FRIENDSWOOD G CTG 1 (FORMERLY TEJAS POWER GENERATION) |  | FEGC_UNIT1 | HARRIS | GAS-GT | HOUSTON | 2018 | 129 | 119 | 119 | 119 | 119 | 119 | 119 | 119 | 119 | 119 | 119
124 | GRAHAM STG 1 |  | GRSES_UNIT1 | YOUNG | GAS-ST | WEST | 1960 | 225 | 239 | 239 | 239 | 239 | 239 | 239 | 239 | 239 | 239 | 239
125 | GRAHAM STG 2 |  | GRSES_UNIT2 | YOUNG | GAS-ST | WEST | 1969 | 387 | 390 | 390 | 390 | 390 | 390 | 390 | 390 | 390 | 390 | 390
126 | GREENS BAYOU CTG 73 |  | GBY_GBYGT73 | HARRIS | GAS-GT | HOUSTON | 1976 | 72 | 65 | 65 | 65 | 65 | 65 | 65 | 65 | 65 | 65 | 65
127 | GREENS BAYOU CTG 74 |  | GBY_GBYGT74 | HARRIS | GAS-GT | HOUSTON | 1976 | 72 | 65 | 65 | 65 | 65 | 65 | 65 | 65 | 65 | 65 | 65
128 | GREENS BAYOU CTG 81 |  | GBY_GBYGT81 | HARRIS | GAS-GT | HOUSTON | 1976 | 72 | 65 | 65 | 65 | 65 | 65 | 65 | 65 | 65 | 65 | 65
129 | GREENS BAYOU CTG 82 |  | GBY_GBYGT82 | HARRIS | GAS-GT | HOUSTON | 1976 | 72 | 50 | 50 | 50 | 50 | 50 | 50 | 50 | 50 | 50 | 50
130 | GREENS BAYOU CTG 83 |  | GBY_GBYGT83 | HARRIS | GAS-GT | HOUSTON | 1976 | 72 | 65 | 65 | 65 | 65 | 65 | 65 | 65 | 65 | 65 | 65
131 | GREENS BAYOU CTG 84 |  | GBY_GBYGT84 | HARRIS | GAS-GT | HOUSTON | 1976 | 72 | 65 | 65 | 65 | 65 | 65 | 65 | 65 | 65 | 65 | 65
132 | GREENVILLE IC ENGINE PLANT IC 1 |  | STEAM_ENGINE_1 | HUNT | GAS-IC | NORTH | 2010 | 8.44 | 8.2 | 8.2 | 8.2 | 8.2 | 8.2 | 8.2 | 8.2 | 8.2 | 8.2 | 8.2
133 | GREENVILLE IC ENGINE PLANT IC 2 |  | STEAM_ENGINE_2 | HUNT | GAS-IC | NORTH | 2010 | 8.44 | 8.2 | 8.2 | 8.2 | 8.2 | 8.2 | 8.2 | 8.2 | 8.2 | 8.2 | 8.2
134 | GREENVILLE IC ENGINE PLANT IC 3 |  | STEAM_ENGINE_3 | HUNT | GAS-IC | NORTH | 2010 | 8.44 | 8.2 | 8.2 | 8.2 | 8.2 | 8.2 | 8.2 | 8.2 | 8.2 | 8.2 | 8.2
135 | GREGORY POWER PARTNERS GT1 |  | LGE_LGE_GT1 | SAN PATRICIO | GAS-CC | COASTAL | 2000 | 185 | 165 | 165 | 165 | 165 | 165 | 165 | 165 | 165 | 165 | 165
136 | GREGORY POWER PARTNERS GT2 |  | LGE_LGE_GT2 | SAN PATRICIO | GAS-CC | COASTAL | 2000 | 185 | 165 | 165 | 165 | 165 | 165 | 165 | 165 | 165 | 165 | 165
137 | GREGORY POWER PARTNERS STG |  | LGE_LGE_STG | SAN PATRICIO | GAS-CC | COASTAL | 2000 | 100 | 75 | 75 | 75 | 75 | 75 | 75 | 75 | 75 | 75 | 75
138 | GUADALUPE ENERGY CENTER CTG 1 |  | GUADG_GAS1 | GUADALUPE | GAS-CC | SOUTH | 2000 | 181 | 167 | 167 | 167 | 167 | 167 | 167 | 167 | 167 | 167 | 167
139 | GUADALUPE ENERGY CENTER CTG 2 |  | GUADG_GAS2 | GUADALUPE | GAS-CC | SOUTH | 2000 | 181 | 167 | 167 | 167 | 167 | 167 | 167 | 167 | 167 | 167 | 167
140 | GUADALUPE ENERGY CENTER CTG 3 |  | GUADG_GAS3 | GUADALUPE | GAS-CC | SOUTH | 2000 | 181 | 167 | 167 | 167 | 167 | 167 | 167 | 167 | 167 | 167 | 167
141 | GUADALUPE ENERGY CENTER CTG 4 |  | GUADG_GAS4 | GUADALUPE | GAS-CC | SOUTH | 2000 | 181 | 167 | 167 | 167 | 167 | 167 | 167 | 167 | 167 | 167 | 167
142 | GUADALUPE ENERGY CENTER STG 5 |  | GUADG_STM5 | GUADALUPE | GAS-CC | SOUTH | 2000 | 204 | 203 | 203 | 203 | 203 | 203 | 203 | 203 | 203 | 203 | 203
143 | GUADALUPE ENERGY CENTER STG 6 |  | GUADG_STM6 | GUADALUPE | GAS-CC | SOUTH | 2000 | 204 | 203 | 203 | 203 | 203 | 203 | 203 | 203 | 203 | 203 | 203
144 | HANDLEY STG 3 |  | HLSES_UNIT3 | TARRANT | GAS-ST | NORTH | 1963 | 395 | 395 | 395 | 395 | 395 | 395 | 395 | 395 | 395 | 395 | 395
145 | HANDLEY STG 4 |  | HLSES_UNIT4 | TARRANT | GAS-ST | NORTH | 1976 | 435 | 435 | 435 | 435 | 435 | 435 | 435 | 435 | 435 | 435 | 435
146 | HANDLEY STG 5 |  | HLSES_UNIT5 | TARRANT | GAS-ST | NORTH | 1977 | 435 | 435 | 435 | 435 | 435 | 435 | 435 | 435 | 435 | 435 | 435
147 | HAYS ENERGY FACILITY CSG 1 |  | HAYSEN_HAYSENG1 | HAYS | GAS-CC | SOUTH | 2002 | 242 | 239 | 239 | 239 | 239 | 239 | 239 | 239 | 239 | 239 | 239
148 | HAYS ENERGY FACILITY CSG 2 | 21INR0527 | HAYSEN_HAYSENG2 | HAYS | GAS-CC | SOUTH | 2002 | 242 | 240 | 240 | 240 | 240 | 240 | 240 | 240 | 240 | 240 | 240
149 | HAYS ENERGY FACILITY CSG 3 | 21INR0527 | HAYSEN_HAYSENG3 | HAYS | GAS-CC | SOUTH | 2002 | 252 | 242 | 242 | 242 | 242 | 242 | 242 | 242 | 242 | 242 | 242
150 | HAYS ENERGY FACILITY CSG 4 |  | HAYSEN_HAYSENG4 | HAYS | GAS-CC | SOUTH | 2002 | 252 | 243 | 243 | 243 | 243 | 243 | 243 | 243 | 243 | 243 | 243
151 | HIDALGO ENERGY CENTER CTG 1 |  | DUKE_DUKE_GT1 | HIDALGO | GAS-CC | SOUTH | 2000 | 176.63 | 150 | 150 | 150 | 150 | 150 | 150 | 150 | 150 | 150 | 150
152 | HIDALGO ENERGY CENTER CTG 2 |  | DUKE_DUKE_GT2 | HIDALGO | GAS-CC | SOUTH | 2000 | 176.63 | 150 | 150 | 150 | 150 | 150 | 150 | 150 | 150 | 150 | 150
153 | HIDALGO ENERGY CENTER STG 1 |  | DUKE_DUKE_ST1 | HIDALGO | GAS-CC | SOUTH | 2000 | 198.05 | 176 | 176 | 176 | 176 | 176 | 176 | 176 | 176 | 176 | 176
154 | JACK COUNTY GEN FACILITY CTG 1 |  | JACKCNTY_CT1 | JACK | GAS-CC | NORTH | 2006 | 198.9 | 165 | 165 | 165 | 165 | 165 | 165 | 165 | 165 | 165 | 165
155 | JACK COUNTY GEN FACILITY CTG 2 |  | JACKCNTY_CT2 | JACK | GAS-CC | NORTH | 2006 | 198.9 | 165 | 165 | 165 | 165 | 165 | 165 | 165 | 165 | 165 | 165
156 | JACK COUNTY GEN FACILITY CTG 3 |  | JCKCNTY2_CT3 | JACK | GAS-CC | NORTH | 2011 | 198.9 | 182 | 182 | 182 | 182 | 182 | 182 | 182 | 182 | 182 | 182
157 | JACK COUNTY GEN FACILITY CTG 4 |  | JCKCNTY2_CT4 | JACK | GAS-CC | NORTH | 2011 | 198.9 | 182 | 182 | 182 | 182 | 182 | 182 | 182 | 182 | 182 | 182
158 | JACK COUNTY GEN FACILITY STG 1 |  | JACKCNTY_STG | JACK | GAS-CC | NORTH | 2006 | 320.6 | 300 | 300 | 300 | 300 | 300 | 300 | 300 | 300 | 300 | 300
159 | JACK COUNTY GEN FACILITY STG 2 |  | JCKCNTY2_ST2 | JACK | GAS-CC | NORTH | 2011 | 320.6 | 295 | 295 | 295 | 295 | 295 | 295 | 295 | 295 | 295 | 295
160 | JOHNSON COUNTY GEN FACILITY CTG 1 |  | TEN_CT1 | JOHNSON | GAS-CC | NORTH | 1997 | 185 | 177 | 177 | 177 | 177 | 177 | 177 | 177 | 177 | 177 | 177
161 | JOHNSON COUNTY GEN FACILITY STG 1 |  | TEN_STG | JOHNSON | GAS-CC | NORTH | 1997 | 107 | 106 | 106 | 106 | 106 | 106 | 106 | 106 | 106 | 106 | 106
162 | LAKE HUBBARD STG 1 |  | LHSES_UNIT1 | DALLAS | GAS-ST | NORTH | 1970 | 397 | 392 | 392 | 392 | 392 | 392 | 392 | 392 | 392 | 392 | 392
163 | LAKE HUBBARD STG 2 |  | LHSES_UNIT2A | DALLAS | GAS-ST | NORTH | 1973 | 531 | 523 | 523 | 523 | 523 | 523 | 523 | 523 | 523 | 523 | 523
164 | LAMAR ENERGY CENTER CTG 11 |  | LPCCS_CT11 | LAMAR | GAS-CC | NORTH | 2000 | 186 | 186 | 186 | 186 | 186 | 186 | 186 | 186 | 186 | 186 | 186
165 | LAMAR ENERGY CENTER CTG 12 |  | LPCCS_CT12 | LAMAR | GAS-CC | NORTH | 2000 | 186 | 178 | 178 | 178 | 178 | 178 | 178 | 178 | 178 | 178 | 178
166 | LAMAR ENERGY CENTER CTG 21 |  | LPCCS_CT21 | LAMAR | GAS-CC | NORTH | 2000 | 186 | 178 | 178 | 178 | 178 | 178 | 178 | 178 | 178 | 178 | 178
167 | LAMAR ENERGY CENTER CTG 22 |  | LPCCS_CT22 | LAMAR | GAS-CC | NORTH | 2000 | 186 | 186 | 186 | 186 | 186 | 186 | 186 | 186 | 186 | 186 | 186
168 | LAMAR ENERGY CENTER STG 1 | 23INR0486 | LPCCS_UNIT1 | LAMAR | GAS-CC | NORTH | 2000 | 216 | 204 | 204 | 204 | 204 | 204 | 204 | 204 | 204 | 204 | 204
169 | LAMAR ENERGY CENTER STG 2 |  | LPCCS_UNIT2 | LAMAR | GAS-CC | NORTH | 2000 | 216 | 204 | 204 | 204 | 204 | 204 | 204 | 204 | 204 | 204 | 204
170 | LAREDO CTG 4 |  | LARDVFTN_G4 | WEBB | GAS-GT | SOUTH | 2008 | 98.5 | 97.4 | 97.4 | 97.4 | 97.4 | 97.4 | 97.4 | 97.4 | 97.4 | 97.4 | 97.4
171 | LAREDO CTG 5 |  | LARDVFTN_G5 | WEBB | GAS-GT | SOUTH | 2008 | 98.5 | 94.4 | 94.4 | 94.4 | 94.4 | 94.4 | 94.4 | 94.4 | 94.4 | 94.4 | 94.4
172 | LEON CREEK PEAKER CTG 1 |  | LEON_CRK_LCPCT1 | BEXAR | GAS-GT | SOUTH | 2004 | 48 | 46 | 46 | 46 | 46 | 46 | 46 | 46 | 46 | 46 | 46
173 | LEON CREEK PEAKER CTG 2 |  | LEON_CRK_LCPCT2 | BEXAR | GAS-GT | SOUTH | 2004 | 48 | 46 | 46 | 46 | 46 | 46 | 46 | 46 | 46 | 46 | 46
174 | LEON CREEK PEAKER CTG 3 |  | LEON_CRK_LCPCT3 | BEXAR | GAS-GT | SOUTH | 2004 | 48 | 46 | 46 | 46 | 46 | 46 | 46 | 46 | 46 | 46 | 46
175 | LEON CREEK PEAKER CTG 4 |  | LEON_CRK_LCPCT4 | BEXAR | GAS-GT | SOUTH | 2004 | 48 | 46 | 46 | 46 | 46 | 46 | 46 | 46 | 46 | 46 | 46
176 | LIGNIN (CHAMON 2) U1 |  | LIG_UNIT1 | HARRIS | GAS-GT | HOUSTON | 2022 | 60.5 | 44 | 44 | 44 | 44 | 44 | 44 | 44 | 44 | 44 | 44
177 | LIGNIN (CHAMON 2) U2 |  | LIG_UNIT2 | HARRIS | GAS-GT | HOUSTON | 2022 | 60.5 | 44 | 44 | 44 | 44 | 44 | 44 | 44 | 44 | 44 | 44
178 | LOST PINES POWER CTG 1 |  | LOSTPI_LOSTPGT1 | BASTROP | GAS-CC | SOUTH | 2001 | 202.5 | 183 | 183 | 183 | 183 | 183 | 183 | 183 | 183 | 183 | 183
179 | LOST PINES POWER CTG 2 |  | LOSTPI_LOSTPGT2 | BASTROP | GAS-CC | SOUTH | 2001 | 202.5 | 183 | 183 | 183 | 183 | 183 | 183 | 183 | 183 | 183 | 183
180 | LOST PINES POWER STG 1 |  | LOSTPI_LOSTPST1 | BASTROP | GAS-CC | SOUTH | 2001 | 204 | 192 | 192 | 192 | 192 | 192 | 192 | 192 | 192 | 192 | 192
181 | MAGIC VALLEY STATION CTG 1 |  | NEDIN_NEDIN_G1 | HIDALGO | GAS-CC | SOUTH | 2001 | 266.9 | 218.6 | 218.6 | 218.6 | 218.6 | 218.6 | 218.6 | 218.6 | 218.6 | 218.6 | 218.6
182 | MAGIC VALLEY STATION CTG 2 |  | NEDIN_NEDIN_G2 | HIDALGO | GAS-CC | SOUTH | 2001 | 266.9 | 218.6 | 218.6 | 218.6 | 218.6 | 218.6 | 218.6 | 218.6 | 218.6 | 218.6 | 218.6
183 | MAGIC VALLEY STATION STG 3 |  | NEDIN_NEDIN_G3 | HIDALGO | GAS-CC | SOUTH | 2001 | 258.4 | 257.9 | 257.9 | 257.9 | 257.9 | 257.9 | 257.9 | 257.9 | 257.9 | 257.9 | 257.9
184 | MIDLOTHIAN ENERGY FACILITY CTG 1 | 23INR0489 | MDANP_CT1 | ELLIS | GAS-CC | NORTH | 2001 | 247 | 258 | 258 | 258 | 258 | 258 | 258 | 258 | 258 | 258 | 258
185 | MIDLOTHIAN ENERGY FACILITY CTG 2 | 21INR0534 | MDANP_CT2 | ELLIS | GAS-CC | NORTH | 2001 | 247 | 256 | 256 | 256 | 256 | 256 | 256 | 256 | 256 | 256 | 256
186 | MIDLOTHIAN ENERGY FACILITY CTG 3 | 22INR0543 | MDANP_CT3 | ELLIS | GAS-CC | NORTH | 2001 | 247 | 255 | 255 | 255 | 255 | 255 | 255 | 255 | 255 | 255 | 255
187 | MIDLOTHIAN ENERGY FACILITY CTG 4 | 22INR0523 | MDANP_CT4 | ELLIS | GAS-CC | NORTH | 2001 | 247 | 258 | 258 | 258 | 258 | 258 | 258 | 258 | 258 | 258 | 258
188 | MIDLOTHIAN ENERGY FACILITY CTG 5 |  | MDANP_CT5 | ELLIS | GAS-CC | NORTH | 2002 | 260 | 276 | 276 | 276 | 276 | 276 | 276 | 276 | 276 | 276 | 276
189 | MIDLOTHIAN ENERGY FACILITY CTG 6 |  | MDANP_CT6 | ELLIS | GAS-CC | NORTH | 2002 | 260 | 278 | 278 | 278 | 278 | 278 | 278 | 278 | 278 | 278 | 278
190 | MORGAN CREEK CTG 1 |  | MGSES_CT1 | MITCHELL | GAS-GT | WEST | 1988 | 89.4 | 82 | 82 | 82 | 82 | 82 | 82 | 82 | 82 | 82 | 82
191 | MORGAN CREEK CTG 2 |  | MGSES_CT2 | MITCHELL | GAS-GT | WEST | 1988 | 89.4 | 80 | 80 | 80 | 80 | 80 | 80 | 80 | 80 | 80 | 80
192 | MORGAN CREEK CTG 3 |  | MGSES_CT3 | MITCHELL | GAS-GT | WEST | 1988 | 89.4 | 80 | 80 | 80 | 80 | 80 | 80 | 80 | 80 | 80 | 80
193 | MORGAN CREEK CTG 4 |  | MGSES_CT4 | MITCHELL | GAS-GT | WEST | 1988 | 89.4 | 81 | 81 | 81 | 81 | 81 | 81 | 81 | 81 | 81 | 81
194 | MORGAN CREEK CTG 5 |  | MGSES_CT5 | MITCHELL | GAS-GT | WEST | 1988 | 89.4 | 80 | 80 | 80 | 80 | 80 | 80 | 80 | 80 | 80 | 80
195 | MORGAN CREEK CTG 6 |  | MGSES_CT6 | MITCHELL | GAS-GT | WEST | 1988 | 89.4 | 82 | 82 | 82 | 82 | 82 | 82 | 82 | 82 | 82 | 82
196 | MOUNTAIN CREEK STG 6 |  | MCSES_UNIT6 | DALLAS | GAS-ST | NORTH | 1956 | 122 | 122 | 122 | 122 | 122 | 122 | 122 | 122 | 122 | 122 | 122
197 | MOUNTAIN CREEK STG 7 |  | MCSES_UNIT7 | DALLAS | GAS-ST | NORTH | 1958 | 118 | 118 | 118 | 118 | 118 | 118 | 118 | 118 | 118 | 118 | 118
198 | MOUNTAIN CREEK STG 8 |  | MCSES_UNIT8 | DALLAS | GAS-ST | NORTH | 1967 | 568 | 568 | 568 | 568 | 568 | 568 | 568 | 568 | 568 | 568 | 568
199 | NUECES BAY REPOWER CTG 8 |  | NUECES_B_NUECESG8 | NUECES | GAS-CC | COASTAL | 2010 | 189.55 | 165 | 165 | 165 | 165 | 165 | 165 | 165 | 165 | 165 | 165
200 | NUECES BAY REPOWER CTG 9 |  | NUECES_B_NUECESG9 | NUECES | GAS-CC | COASTAL | 2010 | 189.55 | 165 | 165 | 165 | 165 | 165 | 165 | 165 | 165 | 165 | 165
201 | NUECES BAY REPOWER STG 7 |  | NUECES_B_NUECESG7 | NUECES | GAS-CC | COASTAL | 1972 | 351 | 325 | 325 | 325 | 325 | 325 | 325 | 325 | 325 | 325 | 325
202 | O W SOMMERS STG 1 |  | CALAVERS_OWS1 | BEXAR | GAS-ST | SOUTH | 1972 | 445 | 420 | 420 | 420 | 420 | 420 | 420 | 420 | 420 | 420 | 420
203 | O W SOMMERS STG 2 |  | CALAVERS_OWS2 | BEXAR | GAS-ST | SOUTH | 1974 | 435 | 410 | 410 | 410 | 410 | 410 | 410 | 410 | 410 | 410 | 410
204 | ODESSA-ECTOR POWER CTG 11 |  | OECCS_CT11 | ECTOR | GAS-CC | WEST | 2001 | 176 | 195.2 | 195.2 | 195.2 | 195.2 | 195.2 | 195.2 | 195.2 | 195.2 | 195.2 | 195.2
205 | ODESSA-ECTOR POWER CTG 12 |  | OECCS_CT12 | ECTOR | GAS-CC | WEST | 2001 | 176 | 189.1 | 189.1 | 189.1 | 189.1 | 189.1 | 189.1 | 189.1 | 189.1 | 189.1 | 189.1
206 | ODESSA-ECTOR POWER CTG 21 |  | OECCS_CT21 | ECTOR | GAS-CC | WEST | 2001 | 176 | 195.2 | 195.2 | 195.2 | 195.2 | 195.2 | 195.2 | 195.2 | 195.2 | 195.2 | 195.2
207 | ODESSA-ECTOR POWER CTG 22 |  | OECCS_CT22 | ECTOR | GAS-CC | WEST | 2001 | 176 | 189.1 | 189.1 | 189.1 | 189.1 | 189.1 | 189.1 | 189.1 | 189.1 | 189.1 | 189.1
208 | ODESSA-ECTOR POWER STG 1 |  | OECCS_UNIT1 | ECTOR | GAS-CC | WEST | 2001 | 224 | 217 | 217 | 217 | 217 | 217 | 217 | 217 | 217 | 217 | 217
209 | ODESSA-ECTOR POWER STG 2 |  | OECCS_UNIT2 | ECTOR | GAS-CC | WEST | 2001 | 224 | 217 | 217 | 217 | 217 | 217 | 217 | 217 | 217 | 217 | 217
210 | OLD BLOOMINGTON ROAD CTG 1 (VICTORIA PORT 2) |  | VICTPRT2_UNIT1 | VICTORIA | GAS-GT | SOUTH | 2022 | 60.5 | 49.8 | 49.8 | 49.8 | 49.8 | 49.8 | 49.8 | 49.8 | 49.8 | 49.8 | 49.8
211 | OLD BLOOMINGTON ROAD CTG 2 (VICTORIA PORT 2) |  | VICTPRT2_UNIT2 | VICTORIA | GAS-GT | SOUTH | 2022 | 60.5 | 49.8 | 49.8 | 49.8 | 49.8 | 49.8 | 49.8 | 49.8 | 49.8 | 49.8 | 49.8
212 | PANDA SHERMAN POWER CTG 1 |  | PANDA_S_SHER1CT1 | GRAYSON | GAS-CC | NORTH | 2014 | 232 | 224 | 224 | 224 | 224 | 224 | 224 | 224 | 224 | 224 | 224
213 | PANDA SHERMAN POWER CTG 2 |  | PANDA_S_SHER1CT2 | GRAYSON | GAS-CC | NORTH | 2014 | 232 | 224 | 224 | 224 | 224 | 224 | 224 | 224 | 224 | 224 | 224
214 | PANDA SHERMAN POWER STG 1 |  | PANDA_S_SHER1ST1 | GRAYSON | GAS-CC | NORTH | 2014 | 353.1 | 316 | 316 | 316 | 316 | 316 | 316 | 316 | 316 | 316 | 316
215 | PANDA TEMPLE I POWER CTG 1 | 22INR0533 | PANDA_T1_TMPL1CT1 | BELL | GAS-CC | NORTH | 2014 | 232 | 222 | 222 | 222 | 222 | 222 | 222 | 222 | 222 | 222 | 222
216 | PANDA TEMPLE I POWER CTG 2 | 22INR0533 | PANDA_T1_TMPL1CT2 | BELL | GAS-CC | NORTH | 2014 | 232 | 209 | 209 | 209 | 209 | 209 | 209 | 209 | 209 | 209 | 209
217 | PANDA TEMPLE I POWER STG 1 | 22INR0533 | PANDA_T1_TMPL1ST1 | BELL | GAS-CC | NORTH | 2014 | 353.1 | 325 | 325 | 325 | 325 | 325 | 325 | 325 | 325 | 325 | 325
218 | PANDA TEMPLE II POWER CTG 1 | 23INR0524 | PANDA_T2_TMPL2CT1 | BELL | GAS-CC | NORTH | 2015 | 232 | 218.5 | 218.5 | 218.5 | 218.5 | 218.5 | 218.5 | 218.5 | 218.5 | 218.5 | 218.5
219 | PANDA TEMPLE II POWER CTG 2 | 23INR0524 | PANDA_T2_TMPL2CT2 | BELL | GAS-CC | NORTH | 2015 | 232 | 218.5 | 218.5 | 218.5 | 218.5 | 218.5 | 218.5 | 218.5 | 218.5 | 218.5 | 218.5
220 | PANDA TEMPLE II POWER STG 1 | 23INR0524 | PANDA_T2_TMPL2ST1 | BELL | GAS-CC | NORTH | 2015 | 353.1 | 333.6 | 333.6 | 333.6 | 333.6 | 333.6 | 333.6 | 333.6 | 333.6 | 333.6 | 333.6
221 | PARIS ENERGY CENTER CTG 1 |  | TNSKA_GT1 | LAMAR | GAS-CC | NORTH | 1989 | 90.88 | 87 | 87 | 87 | 87 | 87 | 87 | 87 | 87 | 87 | 87
222 | PARIS ENERGY CENTER CTG 2 |  | TNSKA_GT2 | LAMAR | GAS-CC | NORTH | 1989 | 90.88 | 87 | 87 | 87 | 87 | 87 | 87 | 87 | 87 | 87 | 87
223 | PARIS ENERGY CENTER STG 1 |  | TNSKA_STG | LAMAR | GAS-CC | NORTH | 1990 | 90 | 89 | 89 | 89 | 89 | 89 | 89 | 89 | 89 | 89 | 89
224 | PASADENA COGEN FACILITY CTG 2 |  | PSG_PSG_GT2 | HARRIS | GAS-CC | HOUSTON | 2000 | 215.05 | 176 | 176 | 176 | 176 | 176 | 176 | 176 | 176 | 176 | 176
225 | PASADENA COGEN FACILITY CTG 3 |  | PSG_PSG_GT3 | HARRIS | GAS-CC | HOUSTON | 2000 | 215.05 | 176 | 176 | 176 | 176 | 176 | 176 | 176 | 176 | 176 | 176
226 | PASADENA COGEN FACILITY STG 2 |  | PSG_PSG_ST2 | HARRIS | GAS-CC | HOUSTON | 2000 | 195.5 | 169 | 169 | 169 | 169 | 169 | 169 | 169 | 169 | 169 | 169
227 | PEARSALL ENGINE PLANT IC A |  | PEARSAL2_AGR_A | FRIO | GAS-IC | SOUTH | 2012 | 50.64 | 50.6 | 50.6 | 50.6 | 50.6 | 50.6 | 50.6 | 50.6 | 50.6 | 50.6 | 50.6
228 | PEARSALL ENGINE PLANT IC B |  | PEARSAL2_AGR_B | FRIO | GAS-IC | SOUTH | 2012 | 50.64 | 50.6 | 50.6 | 50.6 | 50.6 | 50.6 | 50.6 | 50.6 | 50.6 | 50.6 | 50.6
229 | PEARSALL ENGINE PLANT IC C |  | PEARSAL2_AGR_C | FRIO | GAS-IC | SOUTH | 2012 | 50.64 | 50.6 | 50.6 | 50.6 | 50.6 | 50.6 | 50.6 | 50.6 | 50.6 | 50.6 | 50.6
230 | PEARSALL ENGINE PLANT IC D |  | PEARSAL2_AGR_D | FRIO | GAS-IC | SOUTH | 2012 | 50.64 | 50.6 | 50.6 | 50.6 | 50.6 | 50.6 | 50.6 | 50.6 | 50.6 | 50.6 | 50.6
231 | PERMIAN BASIN CTG 1 |  | PB2SES_CT1 | WARD | GAS-GT | WEST | 1988 | 89.4 | 79 | 79 | 79 | 79 | 79 | 79 | 79 | 79 | 79 | 79
232 | PERMIAN BASIN CTG 2 |  | PB2SES_CT2 | WARD | GAS-GT | WEST | 1988 | 89.4 | 76 | 76 | 76 | 76 | 76 | 76 | 76 | 76 | 76 | 76
233 | PERMIAN BASIN CTG 3 |  | PB2SES_CT3 | WARD | GAS-GT | WEST | 1988 | 89.4 | 78 | 78 | 78 | 78 | 78 | 78 | 78 | 78 | 78 | 78
234 | PERMIAN BASIN CTG 4 |  | PB2SES_CT4 | WARD | GAS-GT | WEST | 1990 | 89.4 | 75 | 75 | 75 | 75 | 75 | 75 | 75 | 75 | 75 | 75
235 | PERMIAN BASIN CTG 5 |  | PB2SES_CT5 | WARD | GAS-GT | WEST | 1990 | 89.4 | 79 | 79 | 79 | 79 | 79 | 79 | 79 | 79 | 79 | 79
236 | PROENERGY SOUTH 1 (PES1) CTG 1 |  | PRO_UNIT1 | HARRIS | GAS-GT | HOUSTON | 2021 | 60.5 | 49.8 | 49.8 | 49.8 | 49.8 | 49.8 | 49.8 | 49.8 | 49.8 | 49.8 | 49.8
237 | PROENERGY SOUTH 1 (PES1) CTG 2 |  | PRO_UNIT2 | HARRIS | GAS-GT | HOUSTON | 2021 | 60.5 | 49.8 | 49.8 | 49.8 | 49.8 | 49.8 | 49.8 | 49.8 | 49.8 | 49.8 | 49.8
238 | PROENERGY SOUTH 1 (PES1) CTG 3 |  | PRO_UNIT3 | HARRIS | GAS-GT | HOUSTON | 2021 | 60.5 | 49.8 | 49.8 | 49.8 | 49.8 | 49.8 | 49.8 | 49.8 | 49.8 | 49.8 | 49.8
239 | PROENERGY SOUTH 1 (PES1) CTG 4 |  | PRO_UNIT4 | HARRIS | GAS-GT | HOUSTON | 2021 | 60.5 | 49.8 | 49.8 | 49.8 | 49.8 | 49.8 | 49.8 | 49.8 | 49.8 | 49.8 | 49.8
240 | PROENERGY SOUTH 1 (PES1) CTG 5 |  | PRO_UNIT5 | HARRIS | GAS-GT | HOUSTON | 2021 | 60.5 | 49.8 | 49.8 | 49.8 | 49.8 | 49.8 | 49.8 | 49.8 | 49.8 | 49.8 | 49.8
241 | PROENERGY SOUTH 1 (PES1) CTG 6 |  | PRO_UNIT6 | HARRIS | GAS-GT | HOUSTON | 2021 | 60.5 | 49.8 | 49.8 | 49.8 | 49.8 | 49.8 | 49.8 | 49.8 | 49.8 | 49.8 | 49.8
242 | PROENERGY SOUTH 2 (PES2) CTG 7 |  | PRO_UNIT7 | HARRIS | GAS-GT | HOUSTON | 2021 | 60.5 | 49.8 | 49.8 | 49.8 | 49.8 | 49.8 | 49.8 | 49.8 | 49.8 | 49.8 | 49.8
243 | PROENERGY SOUTH 2 (PES2) CTG 8 |  | PRO_UNIT8 | HARRIS | GAS-GT | HOUSTON | 2021 | 60.5 | 49.8 | 49.8 | 49.8 | 49.8 | 49.8 | 49.8 | 49.8 | 49.8 | 49.8 | 49.8
244 | PHR PEAKERS (BAC) CTG 1 |  | BAC_CTG1 | GALVESTON | GAS-GT | HOUSTON | 2018 | 65 | 65 | 65 | 65 | 65 | 65 | 65 | 65 | 65 | 65 | 65
245 | PHR PEAKERS (BAC) CTG 2 |  | BAC_CTG2 | GALVESTON | GAS-GT | HOUSTON | 2018 | 65 | 65 | 65 | 65 | 65 | 65 | 65 | 65 | 65 | 65 | 65
246 | PHR PEAKERS (BAC) CTG 3 |  | BAC_CTG3 | GALVESTON | GAS-GT | HOUSTON | 2018 | 65 | 65 | 65 | 65 | 65 | 65 | 65 | 65 | 65 | 65 | 65
247 | PHR PEAKERS (BAC) CTG 4 |  | BAC_CTG4 | GALVESTON | GAS-GT | HOUSTON | 2018 | 65 | 65 | 65 | 65 | 65 | 65 | 65 | 65 | 65 | 65 | 65
248 | PHR PEAKERS (BAC) CTG 5 |  | BAC_CTG5 | GALVESTON | GAS-GT | HOUSTON | 2018 | 65 | 64 | 64 | 64 | 64 | 64 | 64 | 64 | 64 | 64 | 64
249 | PHR PEAKERS (BAC) CTG 6 |  | BAC_CTG6 | GALVESTON | GAS-GT | HOUSTON | 2018 | 65 | 65 | 65 | 65 | 65 | 65 | 65 | 65 | 65 | 65 | 65
250 | POWERLANE PLANT STG 2 |  | STEAM_STEAM_2 | HUNT | GAS-ST | NORTH | 1967 | 25 | 21.5 | 21.5 | 21.5 | 21.5 | 21.5 | 21.5 | 21.5 | 21.5 | 21.5 | 21.5
251 | POWERLANE PLANT STG 3 |  | STEAM_STEAM_3 | HUNT | GAS-ST | NORTH | 1978 | 43.2 | 36 | 36 | 36 | 36 | 36 | 36 | 36 | 36 | 36 | 36
252 | QUAIL RUN ENERGY CTG 1 |  | QALSW_GT1 | ECTOR | GAS-CC | WEST | 2007 | 90.6 | 84 | 84 | 84 | 84 | 84 | 84 | 84 | 84 | 84 | 84
253 | QUAIL RUN ENERGY CTG 2 |  | QALSW_GT2 | ECTOR | GAS-CC | WEST | 2007 | 90.6 | 86 | 86 | 86 | 86 | 86 | 86 | 86 | 86 | 86 | 86
254 | QUAIL RUN ENERGY CTG 3 |  | QALSW_GT3 | ECTOR | GAS-CC | WEST | 2008 | 90.6 | 81 | 81 | 81 | 81 | 81 | 81 | 81 | 81 | 81 | 81
255 | QUAIL RUN ENERGY CTG 4 |  | QALSW_GT4 | ECTOR | GAS-CC | WEST | 2008 | 90.6 | 81 | 81 | 81 | 81 | 81 | 81 | 81 | 81 | 81 | 81
256 | QUAIL RUN ENERGY STG 1 |  | QALSW_STG1 | ECTOR | GAS-CC | WEST | 2007 | 98.1 | 98 | 98 | 98 | 98 | 98 | 98 | 98 | 98 | 98 | 98
257 | QUAIL RUN ENERGY STG 2 |  | QALSW_STG2 | ECTOR | GAS-CC | WEST | 2008 | 98.1 | 98 | 98 | 98 | 98 | 98 | 98 | 98 | 98 | 98 | 98
258 | R W MILLER CTG 4 |  | MIL_MILLERG4 | PALO PINTO | GAS-GT | NORTH | 1994 | 115.25 | 116 | 116 | 116 | 116 | 116 | 116 | 116 | 116 | 116 | 116
259 | R W MILLER CTG 5 |  | MIL_MILLERG5 | PALO PINTO | GAS-GT | NORTH | 1994 | 115.25 | 116 | 116 | 116 | 116 | 116 | 116 | 116 | 116 | 116 | 116
260 | R W MILLER STG 1 |  | MIL_MILLERG1 | PALO PINTO | GAS-ST | NORTH | 1968 | 74.98 | 75 | 75 | 75 | 75 | 75 | 75 | 75 | 75 | 75 | 75
261 | R W MILLER STG 2 |  | MIL_MILLERG2 | PALO PINTO | GAS-ST | NORTH | 1972 | 113.61 | 120 | 120 | 120 | 120 | 120 | 120 | 120 | 120 | 120 | 120
262 | R W MILLER STG 3 |  | MIL_MILLERG3 | PALO PINTO | GAS-ST | NORTH | 1975 | 216.01 | 208 | 208 | 208 | 208 | 208 | 208 | 208 | 208 | 208 | 208
263 | RAY OLINGER CTG 4 |  | OLINGR_OLING_4 | COLLIN | GAS-GT | NORTH | 2001 | 88.4 | 95 | 95 | 95 | 95 | 95 | 95 | 95 | 95 | 95 | 95
264 | RAY OLINGER STG 2 |  | OLINGR_OLING_2 | COLLIN | GAS-ST | NORTH | 1971 | 113.64 | 107 | 107 | 107 | 107 | 107 | 107 | 107 | 107 | 107 | 107
265 | RAY OLINGER STG 3 |  | OLINGR_OLING_3 | COLLIN | GAS-ST | NORTH | 1975 | 156.6 | 146 | 146 | 146 | 146 | 146 | 146 | 146 | 146 | 146 | 146
266 | RABBS POWER STATION U1 |  | RAB_UNIT1 | FORT BEND | GAS-GT | HOUSTON | 2022 | 60.5 | 49.8 | 49.8 | 49.8 | 49.8 | 49.8 | 49.8 | 49.8 | 49.8 | 49.8 | 49.8
267 | RABBS POWER STATION U2 |  | RAB_UNIT2 | FORT BEND | GAS-GT | HOUSTON | 2022 | 60.5 | 49.8 | 49.8 | 49.8 | 49.8 | 49.8 | 49.8 | 49.8 | 49.8 | 49.8 | 49.8
268 | RABBS POWER STATION U3 |  | RAB_UNIT3 | FORT BEND | GAS-GT | HOUSTON | 2022 | 60.5 | 49.8 | 49.8 | 49.8 | 49.8 | 49.8 | 49.8 | 49.8 | 49.8 | 49.8 | 49.8
269 | RABBS POWER STATION U4 |  | RAB_UNIT4 | FORT BEND | GAS-GT | HOUSTON | 2022 | 60.5 | 49.8 | 49.8 | 49.8 | 49.8 | 49.8 | 49.8 | 49.8 | 49.8 | 49.8 | 49.8
270 | RABBS POWER STATION U5 |  | RAB_UNIT5 | FORT BEND | GAS-GT | HOUSTON | 2022 | 60.5 | 49.8 | 49.8 | 49.8 | 49.8 | 49.8 | 49.8 | 49.8 | 49.8 | 49.8 | 49.8
271 | RABBS POWER STATION U6 |  | RAB_UNIT6 | FORT BEND | GAS-GT | HOUSTON | 2022 | 60.5 | 49.8 | 49.8 | 49.8 | 49.8 | 49.8 | 49.8 | 49.8 | 49.8 | 49.8 | 49.8
272 | RABBS POWER STATION U7 |  | RAB_UNIT7 | FORT BEND | GAS-GT | HOUSTON | 2022 | 60.5 | 49.8 | 49.8 | 49.8 | 49.8 | 49.8 | 49.8 | 49.8 | 49.8 | 49.8 | 49.8
273 | RABBS POWER STATION U8 |  | RAB_UNIT8 | FORT BEND | GAS-GT | HOUSTON | 2022 | 60.5 | 49.8 | 49.8 | 49.8 | 49.8 | 49.8 | 49.8 | 49.8 | 49.8 | 49.8 | 49.8
274 | REDGATE IC A |  | REDGATE_AGR_A | HIDALGO | GAS-IC | SOUTH | 2016 | 56.28 | 56.3 | 56.3 | 56.3 | 56.3 | 56.3 | 56.3 | 56.3 | 56.3 | 56.3 | 56.3
275 | REDGATE IC B |  | REDGATE_AGR_B | HIDALGO | GAS-IC | SOUTH | 2016 | 56.28 | 56.3 | 56.3 | 56.3 | 56.3 | 56.3 | 56.3 | 56.3 | 56.3 | 56.3 | 56.3
276 | REDGATE IC C |  | REDGATE_AGR_C | HIDALGO | GAS-IC | SOUTH | 2016 | 56.28 | 56.3 | 56.3 | 56.3 | 56.3 | 56.3 | 56.3 | 56.3 | 56.3 | 56.3 | 56.3
277 | REDGATE IC D |  | REDGATE_AGR_D | HIDALGO | GAS-IC | SOUTH | 2016 | 56.28 | 56.3 | 56.3 | 56.3 | 56.3 | 56.3 | 56.3 | 56.3 | 56.3 | 56.3 | 56.3
278 | RIO NOGALES POWER CTG 1 |  | RIONOG_CT1 | GUADALUPE | GAS-CC | SOUTH | 2002 | 188.7 | 193 | 193 | 193 | 193 | 193 | 193 | 193 | 193 | 193 | 193
279 | RIO NOGALES POWER CTG 2 |  | RIONOG_CT2 | GUADALUPE | GAS-CC | SOUTH | 2002 | 188.7 | 193 | 193 | 193 | 193 | 193 | 193 | 193 | 193 | 193 | 193
280 | RIO NOGALES POWER CTG 3 |  | RIONOG_CT3 | GUADALUPE | GAS-CC | SOUTH | 2002 | 188.7 | 193 | 193 | 193 | 193 | 193 | 193 | 193 | 193 | 193 | 193
281 | RIO NOGALES POWER STG 4 |  | RIONOG_ST1 | GUADALUPE | GAS-CC | SOUTH | 2002 | 373.16 | 319 | 319 | 319 | 319 | 319 | 319 | 319 | 319 | 319 | 319
282 | SAM RAYBURN POWER CTG 7 |  | RAYBURN_RAYBURG7 | VICTORIA | GAS-CC | SOUTH | 2003 | 60.5 | 50 | 50 | 50 | 50 | 50 | 50 | 50 | 50 | 50 | 50
283 | SAM RAYBURN POWER CTG 8 |  | RAYBURN_RAYBURG8 | VICTORIA | GAS-CC | SOUTH | 2003 | 60.5 | 51 | 51 | 51 | 51 | 51 | 51 | 51 | 51 | 51 | 51
284 | SAM RAYBURN POWER CTG 9 |  | RAYBURN_RAYBURG9 | VICTORIA | GAS-CC | SOUTH | 2003 | 60.5 | 50 | 50 | 50 | 50 | 50 | 50 | 50 | 50 | 50 | 50
285 | SAM RAYBURN POWER STG 10 |  | RAYBURN_RAYBURG10 | VICTORIA | GAS-CC | SOUTH | 2003 | 41.98 | 40 | 40 | 40 | 40 | 40 | 40 | 40 | 40 | 40 | 40
286 | SAN JACINTO SES CTG 1 |  | SJS_SJS_G1 | HARRIS | GAS-GT | HOUSTON | 1995 | 88.23 | 87 | 87 | 87 | 87 | 87 | 87 | 87 | 87 | 87 | 87
287 | SAN JACINTO SES CTG 2 |  | SJS_SJS_G2 | HARRIS | GAS-GT | HOUSTON | 1995 | 88.23 | 87 | 87 | 87 | 87 | 87 | 87 | 87 | 87 | 87 | 87
288 | SANDHILL ENERGY CENTER CTG 1 |  | SANDHSYD_SH1 | TRAVIS | GAS-GT | SOUTH | 2001 | 60.5 | 48 | 48 | 48 | 48 | 48 | 48 | 48 | 48 | 48 | 48
289 | SANDHILL ENERGY CENTER CTG 2 |  | SANDHSYD_SH2 | TRAVIS | GAS-GT | SOUTH | 2001 | 60.5 | 48 | 48 | 48 | 48 | 48 | 48 | 48 | 48 | 48 | 48
290 | SANDHILL ENERGY CENTER CTG 3 |  | SANDHSYD_SH3 | TRAVIS | GAS-GT | SOUTH | 2001 | 60.5 | 48 | 48 | 48 | 48 | 48 | 48 | 48 | 48 | 48 | 48
291 | SANDHILL ENERGY CENTER CTG 4 |  | SANDHSYD_SH4 | TRAVIS | GAS-GT | SOUTH | 2001 | 60.5 | 48 | 48 | 48 | 48 | 48 | 48 | 48 | 48 | 48 | 48
292 | SANDHILL ENERGY CENTER CTG 5A |  | SANDHSYD_SH_5A | TRAVIS | GAS-CC | SOUTH | 2004 | 198.9 | 175 | 175 | 175 | 175 | 175 | 175 | 175 | 175 | 175 | 175
293 | SANDHILL ENERGY CENTER CTG 6 |  | SANDHSYD_SH6 | TRAVIS | GAS-GT | SOUTH | 2010 | 60.5 | 48 | 48 | 48 | 48 | 48 | 48 | 48 | 48 | 48 | 48
294 | SANDHILL ENERGY CENTER CTG 7 |  | SANDHSYD_SH7 | TRAVIS | GAS-GT | SOUTH | 2010 | 60.5 | 48 | 48 | 48 | 48 | 48 | 48 | 48 | 48 | 48 | 48
295 | SANDHILL ENERGY CENTER STG 5C |  | SANDHSYD_SH_5C | TRAVIS | GAS-CC | SOUTH | 2004 | 191 | 150 | 150 | 150 | 150 | 150 | 150 | 150 | 150 | 150 | 150
296 | SILAS RAY CTG 10 |  | SILASRAY_SILAS_10 | CAMERON | GAS-GT | COASTAL | 2004 | 60.5 | 46 | 46 | 46 | 46 | 46 | 46 | 46 | 46 | 46 | 46
297 | SILAS RAY POWER CTG 9 |  | SILASRAY_SILAS_9 | CAMERON | GAS-CC | COASTAL | 1996 | 50 | 49 | 49 | 49 | 49 | 49 | 49 | 49 | 49 | 49 | 49
298 | SILAS RAY POWER STG 6 |  | SILASRAY_SILAS_6 | CAMERON | GAS-CC | COASTAL | 1962 | 25 | 21 | 21 | 21 | 21 | 21 | 21 | 21 | 21 | 21 | 21
299 | SIM GIDEON STG 1 |  | GIDEON_GIDEONG1 | BASTROP | GAS-ST | SOUTH | 1965 | 136 | 130 | 130 | 130 | 130 | 130 | 130 | 130 | 130 | 130 | 130
300 | SIM GIDEON STG 2 |  | GIDEON_GIDEONG2 | BASTROP | GAS-ST | SOUTH | 1968 | 136 | 135 | 135 | 135 | 135 | 135 | 135 | 135 | 135 | 135 | 135
301 | SIM GIDEON STG 3 |  | GIDEON_GIDEONG3 | BASTROP | GAS-ST | SOUTH | 1972 | 351 | 340 | 340 | 340 | 340 | 340 | 340 | 340 | 340 | 340 | 340
302 | SKY GLOBAL POWER ONE IC A |  | SKY1_SKY1A | COLORADO | GAS-IC | SOUTH | 2016 | 25.71 | 26.7 | 26.7 | 26.7 | 26.7 | 26.7 | 26.7 | 26.7 | 26.7 | 26.7 | 26.7
303 | SKY GLOBAL POWER ONE IC B |  | SKY1_SKY1B | COLORADO | GAS-IC | SOUTH | 2016 | 25.71 | 26.7 | 26.7 | 26.7 | 26.7 | 26.7 | 26.7 | 26.7 | 26.7 | 26.7 | 26.7
304 | STRYKER CREEK STG 1 |  | SCSES_UNIT1A | CHEROKEE | GAS-ST | NORTH | 1958 | 177 | 167 | 167 | 167 | 167 | 167 | 167 | 167 | 167 | 167 | 167
305 | STRYKER CREEK STG 2 |  | SCSES_UNIT2 | CHEROKEE | GAS-ST | NORTH | 1965 | 479 | 502 | 502 | 502 | 502 | 502 | 502 | 502 | 502 | 502 | 502
306 | T H WHARTON CTG 1 |  | THW_THWGT_1 | HARRIS | GAS-GT | HOUSTON | 1967 | 16.32 | 16 | 16 | 16 | 16 | 16 | 16 | 16 | 16 | 16 | 16
307 | T H WHARTON POWER CTG 31 |  | THW_THWGT31 | HARRIS | GAS-CC | HOUSTON | 1972 | 51.3 | 69 | 69 | 69 | 69 | 69 | 69 | 69 | 69 | 69 | 69
308 | T H WHARTON POWER CTG 32 |  | THW_THWGT32 | HARRIS | GAS-CC | HOUSTON | 1972 | 51.3 | 69 | 69 | 69 | 69 | 69 | 69 | 69 | 69 | 69 | 69
309 | T H WHARTON POWER CTG 33 |  | THW_THWGT33 | HARRIS | GAS-CC | HOUSTON | 1972 | 51.3 | 69 | 69 | 69 | 69 | 69 | 69 | 69 | 69 | 69 | 69
310 | T H WHARTON POWER CTG 34 |  | THW_THWGT34 | HARRIS | GAS-CC | HOUSTON | 1972 | 51.3 | 69 | 69 | 69 | 69 | 69 | 69 | 69 | 69 | 69 | 69
311 | T H WHARTON POWER CTG 41 |  | THW_THWGT41 | HARRIS | GAS-CC | HOUSTON | 1972 | 51.3 | 69 | 69 | 69 | 69 | 69 | 69 | 69 | 69 | 69 | 69
312 | T H WHARTON POWER CTG 42 |  | THW_THWGT42 | HARRIS | GAS-CC | HOUSTON | 1972 | 51.3 | 69 | 69 | 69 | 69 | 69 | 69 | 69 | 69 | 69 | 69
313 | T H WHARTON POWER CTG 43 |  | THW_THWGT43 | HARRIS | GAS-CC | HOUSTON | 1974 | 62 | 69 | 69 | 69 | 69 | 69 | 69 | 69 | 69 | 69 | 69
314 | T H WHARTON POWER CTG 44 |  | THW_THWGT44 | HARRIS | GAS-CC | HOUSTON | 1974 | 62 | 69 | 69 | 69 | 69 | 69 | 69 | 69 | 69 | 69 | 69
315 | T H WHARTON POWER CTG 51 |  | THW_THWGT51 | HARRIS | GAS-GT | HOUSTON | 1975 | 85 | 65 | 65 | 65 | 65 | 65 | 65 | 65 | 65 | 65 | 65
316 | T H WHARTON POWER CTG 52 |  | THW_THWGT52 | HARRIS | GAS-GT | HOUSTON | 1975 | 85 | 65 | 65 | 65 | 65 | 65 | 65 | 65 | 65 | 65 | 65
317 | T H WHARTON POWER CTG 53 |  | THW_THWGT53 | HARRIS | GAS-GT | HOUSTON | 1975 | 85 | 65 | 65 | 65 | 65 | 65 | 65 | 65 | 65 | 65 | 65
318 | T H WHARTON POWER CTG 54 |  | THW_THWGT54 | HARRIS | GAS-GT | HOUSTON | 1975 | 85 | 65 | 65 | 65 | 65 | 65 | 65 | 65 | 65 | 65 | 65
319 | T H WHARTON POWER CTG 55 |  | THW_THWGT55 | HARRIS | GAS-GT | HOUSTON | 1975 | 85 | 65 | 65 | 65 | 65 | 65 | 65 | 65 | 65 | 65 | 65
320 | T H WHARTON POWER CTG 56 |  | THW_THWGT56 | HARRIS | GAS-GT | HOUSTON | 1975 | 85 | 65 | 65 | 65 | 65 | 65 | 65 | 65 | 65 | 65 | 65
321 | T H WHARTON POWER STG 3 |  | THW_THWST_3 | HARRIS | GAS-CC | HOUSTON | 1974 | 113.1 | 110 | 110 | 110 | 110 | 110 | 110 | 110 | 110 | 110 | 110
322 | T H WHARTON POWER STG 4 |  | THW_THWST_4 | HARRIS | GAS-CC | HOUSTON | 1974 | 113.1 | 110 | 110 | 110 | 110 | 110 | 110 | 110 | 110 | 110 | 110
323 | TEXAS CITY POWER CTG A |  | TXCTY_CTA | GALVESTON | GAS-CC | HOUSTON | 2000 | 129.06 | 102.4 | 102.4 | 102.4 | 102.4 | 102.4 | 102.4 | 102.4 | 102.4 | 102.4 | 102.4
324 | TEXAS CITY POWER CTG B |  | TXCTY_CTB | GALVESTON | GAS-CC | HOUSTON | 2000 | 129.06 | 102.4 | 102.4 | 102.4 | 102.4 | 102.4 | 102.4 | 102.4 | 102.4 | 102.4 | 102.4
325 | TEXAS CITY POWER CTG C |  | TXCTY_CTC | GALVESTON | GAS-CC | HOUSTON | 2000 | 129.06 | 102.4 | 102.4 | 102.4 | 102.4 | 102.4 | 102.4 | 102.4 | 102.4 | 102.4 | 102.4
326 | TEXAS CITY POWER STG |  | TXCTY_ST | GALVESTON | GAS-CC | HOUSTON | 2000 | 143.65 | 131.5 | 131.5 | 131.5 | 131.5 | 131.5 | 131.5 | 131.5 | 131.5 | 131.5 | 131.5
327 | TEXAS GULF SULPHUR CTG 1 |  | TGS_GT01 | WHARTON | GAS-GT | SOUTH | 1985 | 94 | 77.9 | 77.9 | 77.9 | 77.9 | 77.9 | 77.9 | 77.9 | 77.9 | 77.9 | 77.9
328 | TRINIDAD STG 6 |  | TRSES_UNIT6 | HENDERSON | GAS-ST | NORTH | 1965 | 239 | 235 | 235 | 235 | 235 | 235 | 235 | 235 | 235 | 235 | 235
329 | TOPAZ POWER PLANT U1 |  | TOPAZ_UNIT1 | GALVESTON | GAS-GT | HOUSTON | 2021 | 60.5 | 49.8 | 49.8 | 49.8 | 49.8 | 49.8 | 49.8 | 49.8 | 49.8 | 49.8 | 49.8
330 | TOPAZ POWER PLANT U2 |  | TOPAZ_UNIT2 | GALVESTON | GAS-GT | HOUSTON | 2021 | 60.5 | 49.8 | 49.8 | 49.8 | 49.8 | 49.8 | 49.8 | 49.8 | 49.8 | 49.8 | 49.8
331 | TOPAZ POWER PLANT U3 |  | TOPAZ_UNIT3 | GALVESTON | GAS-GT | HOUSTON | 2021 | 60.5 | 49.8 | 49.8 | 49.8 | 49.8 | 49.8 | 49.8 | 49.8 | 49.8 | 49.8 | 49.8
332 | TOPAZ POWER PLANT U4 |  | TOPAZ_UNIT4 | GALVESTON | GAS-GT | HOUSTON | 2021 | 60.5 | 49.8 | 49.8 | 49.8 | 49.8 | 49.8 | 49.8 | 49.8 | 49.8 | 49.8 | 49.8
333 | TOPAZ POWER PLANT U5 |  | TOPAZ_UNIT5 | GALVESTON | GAS-GT | HOUSTON | 2021 | 60.5 | 49.8 | 49.8 | 49.8 | 49.8 | 49.8 | 49.8 | 49.8 | 49.8 | 49.8 | 49.8
334 | TOPAZ POWER PLANT U6 |  | TOPAZ_UNIT6 | GALVESTON | GAS-GT | HOUSTON | 2021 | 60.5 | 49.8 | 49.8 | 49.8 | 49.8 | 49.8 | 49.8 | 49.8 | 49.8 | 49.8 | 49.8
335 | TOPAZ POWER PLANT U7 |  | TOPAZ_UNIT7 | GALVESTON | GAS-GT | HOUSTON | 2021 | 60.5 | 49.8 | 49.8 | 49.8 | 49.8 | 49.8 | 49.8 | 49.8 | 49.8 | 49.8 | 49.8
336 | TOPAZ POWER PLANT U8 |  | TOPAZ_UNIT8 | GALVESTON | GAS-GT | HOUSTON | 2021 | 60.5 | 49.8 | 49.8 | 49.8 | 49.8 | 49.8 | 49.8 | 49.8 | 49.8 | 49.8 | 49.8
337 | TOPAZ POWER PLANT U9 |  | TOPAZ_UNIT9 | GALVESTON | GAS-GT | HOUSTON | 2021 | 60.5 | 49.8 | 49.8 | 49.8 | 49.8 | 49.8 | 49.8 | 49.8 | 49.8 | 49.8 | 49.8
338 | TOPAZ POWER PLANT U10 |  | TOPAZ_UNIT10 | GALVESTON | GAS-GT | HOUSTON | 2021 | 60.5 | 49.8 | 49.8 | 49.8 | 49.8 | 49.8 | 49.8 | 49.8 | 49.8 | 49.8 | 49.8
339 | V H BRAUNIG CTG 5 |  | BRAUNIG_VHB6CT5 | BEXAR | GAS-GT | SOUTH | 2009 | 64.5 | 48 | 48 | 48 | 48 | 48 | 48 | 48 | 48 | 48 | 48
340 | V H BRAUNIG CTG 6 |  | BRAUNIG_VHB6CT6 | BEXAR | GAS-GT | SOUTH | 2009 | 64.5 | 48 | 48 | 48 | 48 | 48 | 48 | 48 | 48 | 48 | 48
341 | V H BRAUNIG CTG 7 |  | BRAUNIG_VHB6CT7 | BEXAR | GAS-GT | SOUTH | 2009 | 64.5 | 48 | 48 | 48 | 48 | 48 | 48 | 48 | 48 | 48 | 48
342 | V H BRAUNIG CTG 8 |  | BRAUNIG_VHB6CT8 | BEXAR | GAS-GT | SOUTH | 2009 | 64.5 | 47 | 47 | 47 | 47 | 47 | 47 | 47 | 47 | 47 | 47
343 | V H BRAUNIG STG 1 |  | BRAUNIG_VHB1 | BEXAR | GAS-ST | SOUTH | 1966 | 225 | 217 | 217 | 217 | 217 | 217 | 217 | 217 | 217 | 217 | 217
344 | V H BRAUNIG STG 2 |  | BRAUNIG_VHB2 | BEXAR | GAS-ST | SOUTH | 1968 | 240 | 230 | 230 | 230 | 230 | 230 | 230 | 230 | 230 | 230 | 230
345 | V H BRAUNIG STG 3 |  | BRAUNIG_VHB3 | BEXAR | GAS-ST | SOUTH | 1970 | 420 | 412 | 412 | 412 | 412 | 412 | 412 | 412 | 412 | 412 | 412
346 | VICTORIA CITY (CITYVICT) CTG 1 |  | CITYVICT_CTG01 | VICTORIA | GAS-GT | SOUTH | 2020 | 60.5 | 49.8 | 49.8 | 49.8 | 49.8 | 49.8 | 49.8 | 49.8 | 49.8 | 49.8 | 49.8
347 | VICTORIA CITY (CITYVICT) CTG 2 |  | CITYVICT_CTG02 | VICTORIA | GAS-GT | SOUTH | 2020 | 60.5 | 49.8 | 49.8 | 49.8 | 49.8 | 49.8 | 49.8 | 49.8 | 49.8 | 49.8 | 49.8
348 | VICTORIA PORT (VICTPORT) CTG 1 |  | VICTPORT_CTG01 | VICTORIA | GAS-GT | SOUTH | 2019 | 60.5 | 49.8 | 49.8 | 49.8 | 49.8 | 49.8 | 49.8 | 49.8 | 49.8 | 49.8 | 49.8
349 | VICTORIA PORT (VICTPORT) CTG 2 |  | VICTPORT_CTG02 | VICTORIA | GAS-GT | SOUTH | 2019 | 60.5 | 49.8 | 49.8 | 49.8 | 49.8 | 49.8 | 49.8 | 49.8 | 49.8 | 49.8 | 49.8
350 | VICTORIA POWER CTG 6 |  | VICTORIA_VICTORG6 | VICTORIA | GAS-CC | SOUTH | 2009 | 196.86 | 171 | 171 | 171 | 171 | 171 | 171 | 171 | 171 | 171 | 171
351 | VICTORIA POWER STG 5 |  | VICTORIA_VICTORG5 | VICTORIA | GAS-CC | SOUTH | 2009 | 180.2 | 132 | 132 | 132 | 132 | 132 | 132 | 132 | 132 | 132 | 132
352 | W A PARISH CTG 1 |  | WAP_WAPGT_1 | FORT BEND | GAS-GT | HOUSTON | 1967 | 16.32 | 13 | 13 | 13 | 13 | 13 | 13 | 13 | 13 | 13 | 13
353 | W A PARISH STG 1 |  | WAP_WAP_G1 | FORT BEND | GAS-ST | HOUSTON | 1958 | 187.85 | 169 | 169 | 169 | 169 | 169 | 169 | 169 | 169 | 169 | 169
354 | W A PARISH STG 2 |  | WAP_WAP_G2 | FORT BEND | GAS-ST | HOUSTON | 1958 | 187.85 | 169 | 169 | 169 | 169 | 169 | 169 | 169 | 169 | 169 | 169
355 | W A PARISH STG 3 |  | WAP_WAP_G3 | FORT BEND | GAS-ST | HOUSTON | 1961 | 299.2 | 258 | 258 | 258 | 258 | 258 | 258 | 258 | 258 | 258 | 258
356 | W A PARISH STG 4 |  | WAP_WAP_G4 | FORT BEND | GAS-ST | HOUSTON | 1968 | 580.5 | 552 | 552 | 552 | 552 | 552 | 552 | 552 | 552 | 552 | 552
357 | WICHITA FALLS CTG 1 |  | WFCOGEN_UNIT1 | WICHITA | GAS-CC | WEST | 1987 | 20 | 20 | 20 | 20 | 20 | 20 | 20 | 20 | 20 | 20 | 20
358 | WICHITA FALLS CTG 2 |  | WFCOGEN_UNIT2 | WICHITA | GAS-CC | WEST | 1987 | 20 | 20 | 20 | 20 | 20 | 20 | 20 | 20 | 20 | 20 | 20
359 | WICHITA FALLS CTG 3 |  | WFCOGEN_UNIT3 | WICHITA | GAS-CC | WEST | 1987 | 20 | 20 | 20 | 20 | 20 | 20 | 20 | 20 | 20 | 20 | 20
360 | WICHITA FALLS STG 4 |  | WFCOGEN_UNIT4 | WICHITA | GAS-CC | WEST | 1987 | 20 | 16 | 16 | 16 | 16 | 16 | 16 | 16 | 16 | 16 | 16
361 | WINCHESTER POWER PARK CTG 1 |  | WIPOPA_WPP_G1 | FAYETTE | GAS-GT | SOUTH | 2009 | 60.5 | 46 | 46 | 46 | 46 | 46 | 46 | 46 | 46 | 46 | 46
362 | WINCHESTER POWER PARK CTG 2 |  | WIPOPA_WPP_G2 | FAYETTE | GAS-GT | SOUTH | 2009 | 60.5 | 46 | 46 | 46 | 46 | 46 | 46 | 46 | 46 | 46 | 46
363 | WINCHESTER POWER PARK CTG 3 |  | WIPOPA_WPP_G3 | FAYETTE | GAS-GT | SOUTH | 2009 | 60.5 | 46 | 46 | 46 | 46 | 46 | 46 | 46 | 46 | 46 | 46
364 | WINCHESTER POWER PARK CTG 4 |  | WIPOPA_WPP_G4 | FAYETTE | GAS-GT | SOUTH | 2009 | 60.5 | 46 | 46 | 46 | 46 | 46 | 46 | 46 | 46 | 46 | 46
365 | WISE-TRACTEBEL POWER CTG 1 | 20INR0286 | WCPP_CT1 | WISE | GAS-CC | NORTH | 2004 | 275 | 263.8 | 263.8 | 263.8 | 263.8 | 263.8 | 263.8 | 263.8 | 263.8 | 263.8 | 263.8
366 | WISE-TRACTEBEL POWER CTG 2 | 20INR0286 | WCPP_CT2 | WISE | GAS-CC | NORTH | 2004 | 275 | 263.8 | 263.8 | 263.8 | 263.8 | 263.8 | 263.8 | 263.8 | 263.8 | 263.8 | 263.8
367 | WISE-TRACTEBEL POWER STG 1 | 20INR0286 | WCPP_ST1 | WISE | GAS-CC | NORTH | 2004 | 290 | 298 | 298 | 298 | 298 | 298 | 298 | 298 | 298 | 298 | 298
368 | WOLF HOLLOW POWER CTG 1 |  | WHCCS_CT1 | HOOD | GAS-CC | NORTH | 2002 | 264.5 | 240.4 | 240.4 | 240.4 | 240.4 | 240.4 | 240.4 | 240.4 | 240.4 | 240.4 | 240.4
369 | WOLF HOLLOW POWER CTG 2 |  | WHCCS_CT2 | HOOD | GAS-CC | NORTH | 2002 | 264.5 | 235.4 | 235.4 | 235.4 | 235.4 | 235.4 | 235.4 | 235.4 | 235.4 | 235.4 | 235.4
370 | WOLF HOLLOW POWER STG |  | WHCCS_STG | HOOD | GAS-CC | NORTH | 2002 | 300 | 269 | 269 | 269 | 269 | 269 | 269 | 269 | 269 | 269 | 269
371 | WOLF HOLLOW 2 CTG 4 |  | WHCCS2_CT4 | HOOD | GAS-CC | NORTH | 2017 | 360 | 353.3 | 353.3 | 353.3 | 353.3 | 353.3 | 353.3 | 353.3 | 353.3 | 353.3 | 353.3
372 | WOLF HOLLOW 2 CTG 5 |  | WHCCS2_CT5 | HOOD | GAS-CC | NORTH | 2017 | 360 | 354.6 | 354.6 | 354.6 | 354.6 | 354.6 | 354.6 | 354.6 | 354.6 | 354.6 | 354.6
373 | WOLF HOLLOW 2 STG 6 |  | WHCCS2_STG6 | HOOD | GAS-CC | NORTH | 2017 | 511.2 | 473.1 | 473.1 | 473.1 | 473.1 | 473.1 | 473.1 | 473.1 | 473.1 | 473.1 | 473.1
374 | NACOGDOCHES POWER |  | NACPW_UNIT1 | NACOGDOCHES | BIOMASS | NORTH | 2012 | 116.45 | 105 | 105 | 105 | 105 | 105 | 105 | 105 | 105 | 105 | 105
375 | BIOENERGY AUSTIN-WALZEM RD LFG |  | DG_WALZE_4UNITS | BEXAR | BIOMASS | SOUTH | 2002 | 9.8 | 9.8 | 9.8 | 9.8 | 9.8 | 9.8 | 9.8 | 9.8 | 9.8 | 9.8 | 9.8
376 | BIOENERGY TEXAS-COVEL GARDENS LFG |  | DG_MEDIN_1UNIT | BEXAR | BIOMASS | SOUTH | 2005 | 9.6 | 9.6 | 9.6 | 9.6 | 9.6 | 9.6 | 9.6 | 9.6 | 9.6 | 9.6 | 9.6
377 | FARMERS BRANCH LANDFILL GAS TO ENERGY |  | DG_HBR_2UNITS | DENTON | BIOMASS | NORTH | 2011 | 3.2 | 3.2 | 3.2 | 3.2 | 3.2 | 3.2 | 3.2 | 3.2 | 3.2 | 3.2 | 3.2
378 | GRAND PRAIRIE LFG |  | DG_TRIRA_1UNIT | DALLAS | BIOMASS | NORTH | 2015 | 4 | 4 | 4 | 4 | 4 | 4 | 4 | 4 | 4 | 4 | 4
379 | NELSON GARDENS LFG |  | DG_78252_4UNITS | BEXAR | BIOMASS | SOUTH | 2013 | 4.2 | 4.2 | 4.2 | 4.2 | 4.2 | 4.2 | 4.2 | 4.2 | 4.2 | 4.2 | 4.2
380 | WM RENEWABLE-AUSTIN LFG |  | DG_SPRIN_4UNITS | TRAVIS | BIOMASS | SOUTH | 2007 | 6.4 | 6.4 | 6.4 | 6.4 | 6.4 | 6.4 | 6.4 | 6.4 | 6.4 | 6.4 | 6.4
381 | WM RENEWABLE-BIOENERGY PARTNERS LFG |  | DG_BIOE_2UNITS | DENTON | BIOMASS | NORTH | 1988 | 6.2 | 6.2 | 6.2 | 6.2 | 6.2 | 6.2 | 6.2 | 6.2 | 6.2 | 6.2 | 6.2
382 | WM RENEWABLE-DFW GAS RECOVERY LFG |  | DG_BIO2_4UNITS | DENTON | BIOMASS | NORTH | 2009 | 6.4 | 6.4 | 6.4 | 6.4 | 6.4 | 6.4 | 6.4 | 6.4 | 6.4 | 6.4 | 6.4
383 | WM RENEWABLE-MESQUITE CREEK LFG |  | DG_FREIH_2UNITS | COMAL | BIOMASS | SOUTH | 2011 | 3.2 | 3.2 | 3.2 | 3.2 | 3.2 | 3.2 | 3.2 | 3.2 | 3.2 | 3.2 | 3.2
384 | WM RENEWABLE-WESTSIDE LFG |  | DG_WSTHL_3UNITS | PARKER | BIOMASS | NORTH | 2010 | 4.8 | 4.8 | 4.8 | 4.8 | 4.8 | 4.8 | 4.8 | 4.8 | 4.8 | 4.8 | 4.8
385 | Operational Capacity Total (Nuclear, Coal, Gas, Biomass) | [6 empty] | 73193.33 | 68883.5 | 68883.5 | 68883.5 | 68883.5 | 68883.5 | 68883.5 | 68883.5 | 68883.5 | 68883.5 | 68883.5
386
387 | Operational Resources - Synchronized but not Approved for Commercial Operations (Thermal)
388 | BRANDON (LP&L) (DGR) | 21INR0201 | BRANDON_UNIT1 | LUBBOCK | GAS-GT | PANHANDLE | 2021 | 25 | 20 | 20 | 20 | 20 | 20 | 20 | 20 | 20 | 20 | 20
389 | R MASSENGALE CTG 1 (LP&L) | 21INR0202 | MASSENGL_G6 | LUBBOCK | GAS-CC | PANHANDLE | 2021 | 20 | 18 | 18 | 18 | 18 | 18 | 18 | 18 | 18 | 18 | 18
390 | R MASSENGALE CTG 2 (LP&L) | 21INR0202 | MASSENGL_G7 | LUBBOCK | GAS-CC | PANHANDLE | 2021 | 20 | 18 | 18 | 18 | 18 | 18 | 18 | 18 | 18 | 18 | 18
391 | R MASSENGALE STG (LP&L) | 21INR0202 | MASSENGL_G8 | LUBBOCK | GAS-CC | PANHANDLE | 2021 | 58.9 | 38 | 38 | 38 | 38 | 38 | 38 | 38 | 38 | 38 | 38
392 | TY COOKE CTG 1 (LP&L) | 21INR0506 | TY_COOKE_GT2 | LUBBOCK | GAS-GT | PANHANDLE | 2021 | 18.7 | 14 | 14 | 14 | 14 | 14 | 14 | 14 | 14 | 14 | 14
393 | TY COOKE CTG 2 (LP&L) | 21INR0506 | TY_COOKE_GT3 | LUBBOCK | GAS-GT | PANHANDLE | 2021 | 26.6 | 17 | 17 | 17 | 17 | 17 | 17 | 17 | 17 | 17 | 17
394 | Operational Capacity - Synchronized but not Approved for Commercial Operations Total (Nuclear, Coal, Gas, Biomass) | [6 empty] | 169.2 | 125 | 125 | 125 | 125 | 125 | 125 | 125 | 125 | 125 | 125
395
396 | Operational Capacity Thermal Unavailable due to Extended Outage or Derate |  | THERMAL_UNAVAIL |  |  |  |  | 0 | 0 | 0 | 0 | 0 | 0 | 0 | 0 | 0 | 0 | 0
397 | Operational Capacity Thermal Total |  | THERMAL_OPERATIONAL |  |  |  |  | 73362.53 | 69008.5 | 69008.5 | 69008.5 | 69008.5 | 69008.5 | 69008.5 | 69008.5 | 69008.5 | 69008.5 | 69008.5
398
399 | Operational Resources (Hydro)
400 | AMISTAD HYDRO 1 |  | AMISTAD_AMISTAG1 | VAL VERDE | HYDRO | WEST | 1983 | 34.7 | 37.9 | 37.9 | 37.9 | 37.9 | 37.9 | 37.9 | 37.9 | 37.9 | 37.9 | 37.9
401 | AMISTAD HYDRO 2 |  | AMISTAD_AMISTAG2 | VAL VERDE | HYDRO | WEST | 1983 | 34.7 | 37.9 | 37.9 | 37.9 | 37.9 | 37.9 | 37.9 | 37.9 | 37.9 | 37.9 | 37.9
402 | AUSTIN HYDRO 1 |  | AUSTPL_AUSTING1 | TRAVIS | HYDRO | SOUTH | 1940 | 9 | 8 | 8 | 8 | 8 | 8 | 8 | 8 | 8 | 8 | 8
403 | AUSTIN HYDRO 2 |  | AUSTPL_AUSTING2 | TRAVIS | HYDRO | SOUTH | 1940 | 9 | 9 | 9 | 9 | 9 | 9 | 9 | 9 | 9 | 9 | 9
404 | BUCHANAN HYDRO 1 |  | BUCHAN_BUCHANG1 | LLANO | HYDRO | SOUTH | 1938 | 18.3 | 16 | 16 | 16 | 16 | 16 | 16 | 16 | 16 | 16 | 16
405 | BUCHANAN HYDRO 2 |  | BUCHAN_BUCHANG2 | LLANO | HYDRO | SOUTH | 1938 | 18.3 | 16 | 16 | 16 | 16 | 16 | 16 | 16 | 16 | 16 | 16
406 | BUCHANAN HYDRO 3 |  | BUCHAN_BUCHANG3 | LLANO | HYDRO | SOUTH | 1950 | 18.3 | 17 | 17 | 17 | 17 | 17 | 17 | 17 | 17 | 17 | 17
407 | DENISON DAM 1 |  | DNDAM_DENISOG1 | GRAYSON | HYDRO | NORTH | 1944 | 50.8 | 49.5 | 49.5 | 49.5 | 49.5 | 49.5 | 49.5 | 49.5 | 49.5 | 49.5 | 49.5
408 | DENISON DAM 2 |  | DNDAM_DENISOG2 | GRAYSON | HYDRO | NORTH | 1948 | 50.8 | 49.5 | 49.5 | 49.5 | 49.5 | 49.5 | 49.5 | 49.5 | 49.5 | 49.5 | 49.5
409 | EAGLE PASS HYDRO |  | EAGLE_HY_EAGLE_HY1 | MAVERICK | HYDRO | SOUTH | 2005 | 9.6 | 9.6 | 9.6 | 9.6 | 9.6 | 9.6 | 9.6 | 9.6 | 9.6 | 9.6 | 9.6
410 | FALCON HYDRO 1 |  | FALCON_FALCONG1 | STARR | HYDRO | SOUTH | 1954 | 10.5 | 12 | 12 | 12 | 12 | 12 | 12 | 12 | 12 | 12 | 12
411 | FALCON HYDRO 2 |  | FALCON_FALCONG2 | STARR | HYDRO | SOUTH | 1954 | 10.5 | 12 | 12 | 12 | 12 | 12 | 12 | 12 | 12 | 12 | 12
412 | FALCON HYDRO 3 |  | FALCON_FALCONG3 | STARR | HYDRO | SOUTH | 1954 | 10.5 | 12 | 12 | 12 | 12 | 12 | 12 | 12 | 12 | 12 | 12
413 | GRANITE SHOALS HYDRO 1 |  | WIRTZ_WIRTZ_G1 | BURNET | HYDRO | SOUTH | 1951 | 27 | 29 | 29 | 29 | 29 | 29 | 29 | 29 | 29 | 29 | 29
414 | GRANITE SHOALS HYDRO 2 |  | WIRTZ_WIRTZ_G2 | BURNET | HYDRO | SOUTH | 1951 | 27 | 29 | 29 | 29 | 29 | 29 | 29 | 29 | 29 | 29 | 29
415 | GUADALUPE BLANCO RIVER AUTH-CANYON |  | CANYHY_CANYHYG1 | COMAL | HYDRO | SOUTH | 1989 | 6 | 6 | 6 | 6 | 6 | 6 | 6 | 6 | 6 | 6 | 6
416 | INKS HYDRO 1 |  | INKSDA_INKS_G1 | LLANO | HYDRO | SOUTH | 1938 | 15 | 14 | 14 | 14 | 14 | 14 | 14 | 14 | 14 | 14 | 14
417 | MARBLE FALLS HYDRO 1 |  | MARBFA_MARBFAG1 | BURNET | HYDRO | SOUTH | 1951 | 19.8 | 21 | 21 | 21 | 21 | 21 | 21 | 21 | 21 | 21 | 21
418 | MARBLE FALLS HYDRO 2 |  | MARBFA_MARBFAG2 | BURNET | HYDRO | SOUTH | 1951 | 19.8 | 20 | 20 | 20 | 20 | 20 | 20 | 20 | 20 | 20 | 20
419 | MARSHALL FORD HYDRO 1 |  | MARSFO_MARSFOG1 | TRAVIS | HYDRO | SOUTH | 1941 | 36 | 36 | 36 | 36 | 36 | 36 | 36 | 36 | 36 | 36 | 36
420 | MARSHALL FORD HYDRO 2 |  | MARSFO_MARSFOG2 | TRAVIS | HYDRO | SOUTH | 1941 | 36 | 36 | 36 | 36 | 36 | 36 | 36 | 36 | 36 | 36 | 36
421 | MARSHALL FORD HYDRO 3 |  | MARSFO_MARSFOG3 | TRAVIS | HYDRO | SOUTH | 1941 | 36 | 36 | 36 | 36 | 36 | 36 | 36 | 36 | 36 | 36 | 36
422 | WHITNEY DAM HYDRO |  | WND_WHITNEY1 | BOSQUE | HYDRO | NORTH | 1953 | 21 | 22 | 22 | 22 | 22 | 22 | 22 | 22 | 22 | 22 | 22
423 | WHITNEY DAM HYDRO 2 |  | WND_WHITNEY2 | BOSQUE | HYDRO | NORTH | 1953 | 21 | 22 | 22 | 22 | 22 | 22 | 22 | 22 | 22 | 22 | 22
424 | Operational Capacity Total (Hydro) | [6 empty] | 549.6 | 557.4 | 557.4 | 557.4 | 557.4 | 557.4 | 557.4 | 557.4 | 557.4 | 557.4 | 557.4
425 | Hydro Capacity Contribution (Top 20 Hours) |  | HYDRO_CAP_CONT |  |  |  |  | 549.6 | 405 | 405 | 405 | 405 | 405 | 405 | 405 | 405 | 405 | 405
426
427 | Operational Hydro Resources, Settlement Only Distributed Generators (SODGs)
428 | ARLINGTON OUTLET HYDROELECTRIC FACILITY |  | DG_OAKHL_1UNIT | TARRANT | HYDRO | NORTH | 2014 | 1.4 | 1.4 | 1.4 | 1.4 | 1.4 | 1.4 | 1.4 | 1.4 | 1.4 | 1.4 | 1.4
429 | GUADALUPE BLANCO RIVER AUTH-LAKEWOOD TAP |  | DG_LKWDTP_2UNITS | GONZALES | HYDRO | SOUTH | 1931 | 4.8 | 4.8 | 4.8 | 4.8 | 4.8 | 4.8 | 4.8 | 4.8 | 4.8 | 4.8 | 4.8
430 | GUADALUPE BLANCO RIVER AUTH-MCQUEENEY |  | DG_MCQUE_5UNITS | GUADALUPE | HYDRO | SOUTH | 1928 | 7.7 | 7.7 | 7.7 | 7.7 | 7.7 | 7.7 | 7.7 | 7.7 | 7.7 | 7.7 | 7.7
431 | GUADALUPE BLANCO RIVER AUTH-SCHUMANSVILLE |  | DG_SCHUM_2UNITS | GUADALUPE | HYDRO | SOUTH | 1928 | 3.6 | 3.6 | 3.6 | 3.6 | 3.6 | 3.6 | 3.6 | 3.6 | 3.6 | 3.6 | 3.6
432 | LEWISVILLE HYDRO-CITY OF GARLAND |  | DG_LWSVL_1UNIT | DENTON | HYDRO | NORTH | 1991 | 2.2 | 2.2 | 2.2 | 2.2 | 2.2 | 2.2 | 2.2 | 2.2 | 2.2 | 2.2 | 2.2
433 | Operational Hydro Resources Total, Settlement Only Distributed Generators (SODGs) | [6 empty] | 19.7 | 19.7 | 19.7 | 19.7 | 19.7 | 19.7 | 19.7 | 19.7 | 19.7 | 19.7 | 19.7
434 | Hydro SODG Capacity Contribution (Highest 20 Peak Load Hours) |  | DG_HYDRO_CAP_CONT |  |  |  |  | 19.7 | 14.3138 | 14.3138 | 14.3138 | 14.3138 | 14.3138 | 14.3138 | 14.3138 | 14.3138 | 14.3138 | 14.3138
435
436 | Operational Capacity Hydroelectric Unavailable due to Extended Outage or Derate |  | HYDRO_UNAVAIL |  |  |  |  | -6 | -4.3595 | -4.3595 | -4.3595 | -4.3595 | -4.3595 | -4.3595 | -4.3595 | -4.3595 | -4.3595 | -4.3595
437 | Operational Capacity Hydroelectric Total |  | HYDRO_OPERATIONAL |  |  |  |  | 563.3 | 414.9543 | 414.9543 | 414.9543 | 414.9543 | 414.9543 | 414.9543 | 414.9543 | 414.9543 | 414.9543 | 414.9543
438
439 | Operational Resources (Switchable)
440 | ANTELOPE IC 1 |  | AEEC_ANTLP_1 | HALE | GAS-IC | PANHANDLE | 2016 | 56.04 | 56 | 56 | 56 | 56 | 56 | 56 | 56 | 56 | 56 | 56
441 | ANTELOPE IC 2 |  | AEEC_ANTLP_2 | HALE | GAS-IC | PANHANDLE | 2016 | 56.04 | 56 | 56 | 56 | 56 | 56 | 56 | 56 | 56 | 56 | 56
442 | ANTELOPE IC 3 |  | AEEC_ANTLP_3 | HALE | GAS-IC | PANHANDLE | 2016 | 56.04 | 56 | 56 | 56 | 56 | 56 | 56 | 56 | 56 | 56 | 56
443 | ELK STATION CTG 1 |  | AEEC_ELK_1 | HALE | GAS-GT | PANHANDLE | 2016 | 202 | 200 | 200 | 200 | 200 | 200 | 200 | 200 | 200 | 200 | 200
444 | ELK STATION CTG 2 |  | AEEC_ELK_2 | HALE | GAS-GT | PANHANDLE | 2016 | 202 | 200 | 200 | 200 | 200 | 200 | 200 | 200 | 200 | 200 | 200
445 | TENASKA FRONTIER STATION CTG 1 |  | FTR_FTR_G1 | GRIMES | GAS-CC | NORTH | 2000 | 185 | 180 | 180 | 180 | 180 | 180 | 180 | 180 | 180 | 180 | 180
446 | TENASKA FRONTIER STATION CTG 2 |  | FTR_FTR_G2 | GRIMES | GAS-CC | NORTH | 2000 | 185 | 180 | 180 | 180 | 180 | 180 | 180 | 180 | 180 | 180 | 180
447 | TENASKA FRONTIER STATION CTG 3 |  | FTR_FTR_G3 | GRIMES | GAS-CC | NORTH | 2000 | 185 | 180 | 180 | 180 | 180 | 180 | 180 | 180 | 180 | 180 | 180
448 | TENASKA FRONTIER STATION STG 4 |  | FTR_FTR_G4 | GRIMES | GAS-CC | NORTH | 2000 | 400 | 400 | 400 | 400 | 400 | 400 | 400 | 400 | 400 | 400 | 400
449 | TENASKA GATEWAY STATION CTG 1 |  | TGCCS_CT1 | RUSK | GAS-CC | NORTH | 2001 | 179 | 162 | 162 | 162 | 162 | 162 | 162 | 162 | 162 | 162 | 162
450 | TENASKA GATEWAY STATION CTG 2 |  | TGCCS_CT2 | RUSK | GAS-CC | NORTH | 2001 | 179 | 179 | 179 | 179 | 179 | 179 | 179 | 179 | 179 | 179 | 179
451 | TENASKA GATEWAY STATION CTG 3 |  | TGCCS_CT3 | RUSK | GAS-CC | NORTH | 2001 | 179 | 178 | 178 | 178 | 178 | 178 | 178 | 178 | 178 | 178 | 178
452 | TENASKA GATEWAY STATION STG 4 |  | TGCCS_UNIT4 | RUSK | GAS-CC | NORTH | 2001 | 400 | 389 | 389 | 389 | 389 | 389 | 389 | 389 | 389 | 389 | 389
453 | TENASKA KIAMICHI STATION 1CT101 |  | KMCHI_1CT101 | FANNIN | GAS-CC | NORTH | 2003 | 185 | 185 | 185 | 185 | 185 | 185 | 185 | 185 | 185 | 185 | 185
454 | TENASKA KIAMICHI STATION 1CT201 |  | KMCHI_1CT201 | FANNIN | GAS-CC | NORTH | 2003 | 185 | 185 | 185 | 185 | 185 | 185 | 185 | 185 | 185 | 185 | 185
455 | TENASKA KIAMICHI STATION 1ST |  | KMCHI_1ST | FANNIN | GAS-CC | NORTH | 2003 | 318 | 330 | 330 | 330 | 330 | 330 | 330 | 330 | 330 | 330 | 330
456 | TENASKA KIAMICHI STATION 2CT101 |  | KMCHI_2CT101 | FANNIN | GAS-CC | NORTH | 2003 | 185 | 185 | 185 | 185 | 185 | 185 | 185 | 185 | 185 | 185 | 185
457 | TENASKA KIAMICHI STATION 2CT201 |  | KMCHI_2CT201 | FANNIN | GAS-CC | NORTH | 2003 | 185 | 185 | 185 | 185 | 185 | 185 | 185 | 185 | 185 | 185 | 185
458 | TENASKA KIAMICHI STATION 2ST |  | KMCHI_2ST | FANNIN | GAS-CC | NORTH | 2003 | 318 | 330 | 330 | 330 | 330 | 330 | 330 | 330 | 330 | 330 | 330
459 | Switchable Capacity Total | [6 empty] | 3840.12 | 3816 | 3816 | 3816 | 3816 | 3816 | 3816 | 3816 | 3816 | 3816 | 3816
460
461 | Switchable Capacity Unavailable to ERCOT
462 | ANTELOPE IC 1 |  | AEEC_ANTLP_1_UNAVAIL | HALE | GAS-IC | PANHANDLE | 2017 | 0 | 0 | 0 | 0 | 0 | 0 | 0 | 0 | 0 | 0 | 0
463 | ANTELOPE IC 2 |  | AEEC_ANTLP_2_UNAVAIL | HALE | GAS-IC | PANHANDLE | 2017 | 0 | 0 | 0 | 0 | 0 | 0 | 0 | 0 | 0 | 0 | 0
464 | ANTELOPE IC 3 |  | AEEC_ANTLP_3_UNAVAIL | HALE | GAS-IC | PANHANDLE | 2017 | 0 | 0 | 0 | 0 | 0 | 0 | 0 | 0 | 0 | 0 | 0
465 | ELK STATION CTG 1 |  | AEEC_ELK_1_UNAVAIL | HALE | GAS-GT | PANHANDLE | 2017 | 0 | 0 | 0 | 0 | 0 | 0 | 0 | 0 | 0 | 0 | 0
466 | ELK STATION CTG 2 |  | AEEC_ELK_2_UNAVAIL | HALE | GAS-GT | PANHANDLE | 2017 | 0 | 0 | 0 | 0 | 0 | 0 | 0 | 0 | 0 | 0 | 0
467 | Switchable Capacity Unavailable to ERCOT Total | [6 empty] | 0 | 0 | 0 | 0 | 0 | 0 | 0 | 0 | 0 | 0 | 0
468
469 | Available Mothball Capacity based on Owner's Return Probability |  | MOTH_AVAIL |  |  |  |  | 0 | 0 | 0 | 0 | 0 | 0 | 0 | 0 | 0 | 0 | 0
470
471 | Private-Use Network Capacity Contribution (Top 20 Hours) |  | PUN_CAP_CONT |  | GAS |  |  | 9575 | 3493 | 3493 | 3493 | 3493 | 3493 | 3493 | 3493 | 3493 | 3493 | 3493
472 | Private-Use Network Forecast Adjustment (per Protocol 10.3.2.4) |  | PUN_CAP_ADJUST |  | GAS |  |  |  | -145 | -145 | -145 | -145 | -150 | -150 | -150 | -150 | -150 | -150
473
474 | Operational Resources (Wind)
475 | WESTERN TRAIL WIND (AJAX WIND) U1 |  | AJAXWIND_UNIT1 | WILBARGER | WIND-O | WEST | 2022 | 225.6 | 225.6 | 225.6 | 225.6 | 225.6 | 225.6 | 225.6 | 225.6 | 225.6 | 225.6 | 225.6
476 | WESTERN TRAIL WIND (AJAX WIND) U2 |  | AJAXWIND_UNIT2 | WILBARGER | WIND-O | WEST | 2022 | 141 | 141 | 141 | 141 | 141 | 141 | 141 | 141 | 141 | 141 | 141
477 | AMADEUS WIND 1 U1 |  | AMADEUS1_UNIT1 | FISHER | WIND-O | WEST | 2021 | 36.7 | 36.7 | 36.7 | 36.7 | 36.7 | 36.7 | 36.7 | 36.7 | 36.7 | 36.7 | 36.7
478 | AMADEUS WIND 1 U2 |  | AMADEUS1_UNIT2 | FISHER | WIND-O | WEST | 2021 | 35.8 | 35.8 | 35.8 | 35.8 | 35.8 | 35.8 | 35.8 | 35.8 | 35.8 | 35.8 | 35.8
479 | AMADEUS WIND 2 U1 |  | AMADEUS2_UNIT3 | FISHER | WIND-O | WEST | 2021 | 177.7 | 177.7 | 177.7 | 177.7 | 177.7 | 177.7 | 177.7 | 177.7 | 177.7 | 177.7 | 177.7
480 | ANACACHO WIND |  | ANACACHO_ANA | KINNEY | WIND-O | SOUTH | 2012 | 99.83 | 99.8 | 99.8 | 99.8 | 99.8 | 99.8 | 99.8 | 99.8 | 99.8 | 99.8 | 99.8
481 | AVIATOR WIND U1 |  | AVIATOR_UNIT1 | COKE | WIND-O | WEST | 2021 | 180.12 | 180.1 | 180.1 | 180.1 | 180.1 | 180.1 | 180.1 | 180.1 | 180.1 | 180.1 | 180.1
482 | AVIATOR WIND U2 |  | AVIATOR_UNIT2 | COKE | WIND-O | WEST | 2021 | 145.64 | 145.6 | 145.6 | 145.6 | 145.6 | 145.6 | 145.6 | 145.6 | 145.6 | 145.6 | 145.6
483 | AVIATOR WIND U3 |  | DEWOLF_UNIT1 | COKE | WIND-O | WEST | 2021 | 199.26 | 199.3 | 199.3 | 199.3 | 199.3 | 199.3 | 199.3 | 199.3 | 199.3 | 199.3 | 199.3
484 | BAFFIN WIND UNIT1 |  | BAFFIN_UNIT1 | KENEDY | WIND-C | COASTAL | 2016 | 100 | 100 | 100 | 100 | 100 | 100 | 100 | 100 | 100 | 100 | 100
485 | BAFFIN WIND UNIT2 |  | BAFFIN_UNIT2 | KENEDY | WIND-C | COASTAL | 2016 | 102 | 102 | 102 | 102 | 102 | 102 | 102 | 102 | 102 | 102 | 102
486 | BARROW RANCH (JUMBO HILL WIND) 1 |  | BARROW_UNIT1 | ANDREWS | WIND-O | WEST | 2021 | 90.2 | 90.2 | 90.2 | 90.2 | 90.2 | 90.2 | 90.2 | 90.2 | 90.2 | 90.2 | 90.2
487 | BARROW RANCH (JUMBO HILL WIND) 2 |  | BARROW_UNIT2 | ANDREWS | WIND-O | WEST | 2021 | 70.5 | 70.5 | 70.5 | 70.5 | 70.5 | 70.5 | 70.5 | 70.5 | 70.5 | 70.5 | 70.5
488 | BARTON CHAPEL WIND |  | BRTSW_BCW1 | JACK | WIND-O | NORTH | 2007 | 120 | 120 | 120 | 120 | 120 | 120 | 120 | 120 | 120 | 120 | 120
489 | BLUE SUMMIT WIND 1 A | 22INR0550 | BLSUMMIT_BLSMT1_5 | WILBARGER | WIND-O | WEST | 2013 | 9 | 8.8 | 8.8 | 8.8 | 8.8 | 8.8 | 8.8 | 8.8 | 8.8 | 8.8 | 8.8
490 | BLUE SUMMIT WIND 1 B | 22INR0550 | BLSUMMIT_BLSMT1_6 | WILBARGER | WIND-O | WEST | 2013 | 126.4 | 124.3 | 124.3 | 124.3 | 124.3 | 124.3 | 124.3 | 124.3 | 124.3 | 124.3 | 124.3
491 | BLUE SUMMIT WIND 2 A |  | BLSUMMIT_UNIT2_25 | WILBARGER | WIND-O | WEST | 2020 | 92.5 | 89.7 | 89.7 | 89.7 | 89.7 | 89.7 | 89.7 | 89.7 | 89.7 | 89.7 | 89.7
492 | BLUE SUMMIT WIND 2 B |  | BLSUMMIT_UNIT2_17 | WILBARGER | WIND-O | WEST | 2020 | 6.86 | 6.7 | 6.7 | 6.7 | 6.7 | 6.7 | 6.7 | 6.7 | 6.7 | 6.7 | 6.7
493 | BLUE SUMMIT WIND 3 A |  | BLSUMIT3_UNIT_17 | WILBARGER | WIND-O | WEST | 2020 | 13.7 | 13.4 | 13.4 | 13.4 | 13.4 | 13.4 | 13.4 | 13.4 | 13.4 | 13.4 | 13.4
494 | BLUE SUMMIT WIND 3 B |  | BLSUMIT3_UNIT_25 | WILBARGER | WIND-O | WEST | 2020 | 186.5 | 182.4 | 182.4 | 182.4 | 182.4 | 182.4 | 182.4 | 182.4 | 182.4 | 182.4 | 182.4
495 | BOBCAT BLUFF WIND |  | BCATWIND_WIND_1 | ARCHER | WIND-O | WEST | 2020 | 162 | 162 | 162 | 162 | 162 | 162 | 162 | 162 | 162 | 162 | 162
496 | BRISCOE WIND |  | BRISCOE_WIND | BRISCOE | WIND-P | PANHANDLE | 2015 | 149.85 | 149.8 | 149.8 | 149.8 | 149.8 | 149.8 | 149.8 | 149.8 | 149.8 | 149.8 | 149.8
497 | BRUENNING'S BREEZE A |  | BBREEZE_UNIT1 | WILLACY | WIND-C | COASTAL | 2017 | 120 | 120 | 120 | 120 | 120 | 120 | 120 | 120 | 120 | 120 | 120
498 | BRUENNING'S BREEZE B |  | BBREEZE_UNIT2 | WILLACY | WIND-C | COASTAL | 2017 | 108 | 108 | 108 | 108 | 108 | 108 | 108 | 108 | 108 | 108 | 108
499 | BUCKTHORN WIND 1 A |  | BUCKTHRN_UNIT1 | ERATH | WIND-O | NORTH | 2017 | 44.9 | 44.9 | 44.9 | 44.9 | 44.9 | 44.9 | 44.9 | 44.9 | 44.9 | 44.9 | 44.9
500 | BUCKTHORN WIND 1 B |  | BUCKTHRN_UNIT2 | ERATH | WIND-O | NORTH | 2017 | 55.7 | 55.7 | 55.7 | 55.7 | 55.7 | 55.7 | 55.7 | 55.7 | 55.7 | 55.7 | 55.7
501 | BUFFALO GAP WIND 1 |  | BUFF_GAP_UNIT1 | TAYLOR | WIND-O | WEST | 2006 | 120.6 | 120.6 | 120.6 | 120.6 | 120.6 | 120.6 | 120.6 | 120.6 | 120.6 | 120.6 | 120.6
502 | BUFFALO GAP WIND 2_1 |  | BUFF_GAP_UNIT2_1 | TAYLOR | WIND-O | WEST | 2007 | 115.5 | 115.5 | 115.5 | 115.5 | 115.5 | 115.5 | 115.5 | 115.5 | 115.5 | 115.5 | 115.5
503 | BUFFALO GAP WIND 2_2 |  | BUFF_GAP_UNIT2_2 | TAYLOR | WIND-O | WEST | 2007 | 117 | 117 | 117 | 117 | 117 | 117 | 117 | 117 | 117 | 117 | 117
504 | BUFFALO GAP WIND 3 |  | BUFF_GAP_UNIT3 | TAYLOR | WIND-O | WEST | 2008 | 170.2 | 170.2 | 170.2 | 170.2 | 170.2 | 170.2 | 170.2 | 170.2 | 170.2 | 170.2 | 170.2
505 | BULL CREEK WIND U1 |  | BULLCRK_WND1 | BORDEN | WIND-O | WEST | 2009 | 89 | 88 | 88 | 88 | 88 | 88 | 88 | 88 | 88 | 88 | 88
506 | BULL CREEK WIND U2 |  | BULLCRK_WND2 | BORDEN | WIND-O | WEST | 2009 | 91 | 90 | 90 | 90 | 90 | 90 | 90 | 90 | 90 | 90 | 90
507 | CABEZON WIND (RIO BRAVO I WIND) 1 A |  | CABEZON_WIND1 | STARR | WIND-O | SOUTH | 2019 | 115.2 | 115.2 | 115.2 | 115.2 | 115.2 | 115.2 | 115.2 | 115.2 | 115.2 | 115.2 | 115.2
508 | CABEZON WIND (RIO BRAVO I WIND) 1 B |  | CABEZON_WIND2 | STARR | WIND-O | SOUTH | 2019 | 122.4 | 122.4 | 122.4 | 122.4 | 122.4 | 122.4 | 122.4 | 122.4 | 122.4 | 122.4 | 122.4
509 | CACTUS FLATS WIND U1 |  | CFLATS_U1 | CONCHO | WIND-O | WEST | 2022 | 148.4 | 148.4 | 148.4 | 148.4 | 148.4 | 148.4 | 148.4 | 148.4 | 148.4 | 148.4 | 148.4
510 | CALLAHAN WIND |  | CALLAHAN_WND1 | CALLAHAN | WIND-O | WEST | 2004 | 123.1 | 123.1 | 123.1 | 123.1 | 123.1 | 123.1 | 123.1 | 123.1 | 123.1 | 123.1 | 123.1
511 | CAMERON COUNTY WIND |  | CAMWIND_UNIT1 | CAMERON | WIND-C | COASTAL | 2016 | 165 | 165 | 165 | 165 | 165 | 165 | 165 | 165 | 165 | 165 | 165
512 | CAMP SPRINGS WIND 1 |  | CSEC_CSECG1 | SCURRY | WIND-O | WEST | 2007 | 134.42 | 130.5 | 130.5 | 130.5 | 130.5 | 130.5 | 130.5 | 130.5 | 130.5 | 130.5 | 130.5
513 | CAMP SPRINGS WIND 2 |  | CSEC_CSECG2 | SCURRY | WIND-O | WEST | 2007 | 123.6 | 120 | 120 | 120 | 120 | 120 | 120 | 120 | 120 | 120 | 120
514 | CANADIAN BREAKS WIND |  | CN_BRKS_UNIT_1 | OLDHAM | WIND-P | PANHANDLE | 2019 | 210.1 | 210.1 | 210.1 | 210.1 | 210.1 | 210.1 | 210.1 | 210.1 | 210.1 | 210.1 | 210.1
515 | CAPRICORN RIDGE WIND 1 | 17INR0054 | CAPRIDGE_CR1 | STERLING | WIND-O | WEST | 2007 | 231.7 | 231.7 | 231.7 | 231.7 | 231.7 | 231.7 | 231.7 | 231.7 | 231.7 | 231.7 | 231.7
516 | CAPRICORN RIDGE WIND 2 | 17INR0054 | CAPRIDGE_CR2 | STERLING | WIND-O | WEST | 2007 | 149.5 | 149.5 | 149.5 | 149.5 | 149.5 | 149.5 | 149.5 | 149.5 | 149.5 | 149.5 | 149.5
517 | CAPRICORN RIDGE WIND 3 | 17INR0054 | CAPRIDGE_CR3 | STERLING | WIND-O | WEST | 2008 | 200.9 | 200.9 | 200.9 | 200.9 | 200.9 | 200.9 | 200.9 | 200.9 | 200.9 | 200.9 | 200.9
518 | CAPRICORN RIDGE WIND 4 | 17INR0061 | CAPRIDG4_CR4 | STERLING | WIND-O | WEST | 2008 | 121.5 | 121.5 | 121.5 | 121.5 | 121.5 | 121.5 | 121.5 | 121.5 | 121.5 | 121.5 | 121.5
519 | CEDRO HILL WIND 1 |  | CEDROHIL_CHW1 | WEBB | WIND-O | SOUTH | 2010 | 75 | 75 | 75 | 75 | 75 | 75 | 75 | 75 | 75 | 75 | 75
520 | CEDRO HILL WIND 2 |  | CEDROHIL_CHW2 | WEBB | WIND-O | SOUTH | 2010 | 75 | 75 | 75 | 75 | 75 | 75 | 75 | 75 | 75 | 75 | 75
521 | CHALUPA WIND |  | CHALUPA_UNIT1 | CAMERON | WIND-C | COASTAL | 2021 | 173.25 | 173.3 | 173.3 | 173.3 | 173.3 | 173.3 | 173.3 | 173.3 | 173.3 | 173.3 | 173.3
522 | CHAMPION WIND |  | CHAMPION_UNIT1 | NOLAN | WIND-O | WEST | 2008 | 126.5 | 126.5 | 126.5 | 126.5 | 126.5 | 126.5 | 126.5 | 126.5 | 126.5 | 126.5 | 126.5
523 | CHAPMAN RANCH WIND IA (SANTA CRUZ) |  | SANTACRU_UNIT1 | NUECES | WIND-C | COASTAL | 2017 | 150.6 | 150.6 | 150.6 | 150.6 | 150.6 | 150.6 | 150.6 | 150.6 | 150.6 | 150.6 | 150.6
524 | CHAPMAN RANCH WIND IB (SANTA CRUZ) |  | SANTACRU_UNIT2 | NUECES | WIND-C | COASTAL | 2017 | 98.4 | 98.4 | 98.4 | 98.4 | 98.4 | 98.4 | 98.4 | 98.4 | 98.4 | 98.4 | 98.4
525 | COTTON PLAINS WIND |  | COTPLNS_COTTONPL | FLOYD | WIND-P | PANHANDLE | 2017 | 50.4 | 50.4 | 50.4 | 50.4 | 50.4 | 50.4 | 50.4 | 50.4 | 50.4 | 50.4 | 50.4
526 | CRANELL WIND |  | CRANELL_UNIT1 | REFUGIO | WIND-C | COASTAL | 2022 | 220 | 220 | 220 | 220 | 220 | 220 | 220 | 220 | 220 | 220 | 220
527 | DERMOTT WIND 1_1 |  | DERMOTT_UNIT1 | SCURRY | WIND-O | WEST | 2017 | 126.5 | 126.5 | 126.5 | 126.5 | 126.5 | 126.5 | 126.5 | 126.5 | 126.5 | 126.5 | 126.5
528 | DERMOTT WIND 1_2 |  | DERMOTT_UNIT2 | SCURRY | WIND-O | WEST | 2017 | 126.5 | 126.5 | 126.5 | 126.5 | 126.5 | 126.5 | 126.5 | 126.5 | 126.5 | 126.5 | 126.5
529 | DESERT SKY WIND 1 A | 17INR0070 | DSKYWND1_UNIT_1A | PECOS | WIND-O | WEST | 2022 | 65.79 | 53.1 | 53.1 | 53.1 | 53.1 | 53.1 | 53.1 | 53.1 | 53.1 | 53.1 | 53.1
530 | DESERT SKY WIND 1 B | 17INR0070 | DSKYWND2_UNIT_2A | PECOS | WIND-O | WEST | 2022 | 65.79 | 50.4 | 50.4 | 50.4 | 50.4 | 50.4 | 50.4 | 50.4 | 50.4 | 50.4 | 50.4
531 | DESERT SKY WIND 2 A | 17INR0070 | DSKYWND1_UNIT_1B | PECOS | WIND-O | WEST | 2022 | 23.93 | 18.7 | 18.7 | 18.7 | 18.7 | 18.7 | 18.7 | 18.7 | 18.7 | 18.7 | 18.7
532 | DESERT SKY WIND 2 B | 17INR0070 | DSKYWND2_UNIT_2B | PECOS | WIND-O | WEST | 2022 | 14.74 | 8 | 8 | 8 | 8 | 8 | 8 | 8 | 8 | 8 | 8
533 | DOUG COLBECK'S CORNER (CONWAY) A |  | GRANDVW1_COLA | CARSON | WIND-P | PANHANDLE | 2016 | 100.24 | 100.2 | 100.2 | 100.2 | 100.2 | 100.2 | 100.2 | 100.2 | 100.2 | 100.2 | 100.2
534 | DOUG COLBECK'S CORNER (CONWAY) B |  | GRANDVW1_COLB | CARSON | WIND-P | PANHANDLE | 2016 | 100.24 | 100.2 | 100.2 | 100.2 | 100.2 | 100.2 | 100.2 | 100.2 | 100.2 | 100.2 | 100.2
535 | EAST RAYMOND WIND (EL RAYO) U1 |  | EL_RAYO_UNIT1 | WILLACY | WIND-C | COASTAL | 2021 | 101.2 | 98 | 98 | 98 | 98 | 98 | 98 | 98 | 98 | 98 | 98
536 | EAST RAYMOND WIND (EL RAYO) U2 |  | EL_RAYO_UNIT2 | WILLACY | WIND-C | COASTAL | 2021 | 99 | 96 | 96 | 96 | 96 | 96 | 96 | 96 | 96 | 96 | 96
537 | ELBOW CREEK WIND |  | ELB_ELBCREEK | HOWARD | WIND-O | WEST | 2008 | 121.9 | 121.9 | 121.9 | 121.9 | 121.9 | 121.9 | 121.9 | 121.9 | 121.9 | 121.9 | 121.9
538 | ELECTRA WIND 1 |  | DIGBY_UNIT1 | WILBARGER | WIND-O | WEST | 2017 | 101.31 | 98.9 | 98.9 | 98.9 | 98.9 | 98.9 | 98.9 | 98.9 | 98.9 | 98.9 | 98.9
539 | ELECTRA WIND 2 |  | DIGBY_UNIT2 | WILBARGER | WIND-O | WEST | 2017 | 134.29 | 131.1 | 131.1 | 131.1 | 131.1 | 131.1 | 131.1 | 131.1 | 131.1 | 131.1 | 131.1
540 | EL ALGODON ALTO W U1 |  | ALGODON_UNIT1 | WILLACY | WIND-C | COASTAL | 2022 | 171.6 | 171.6 | 171.6 | 171.6 | 171.6 | 171.6 | 171.6 | 171.6 | 171.6 | 171.6 | 171.6
541 | EL ALGODON ALTO W U2 |  | ALGODON_UNIT2 | WILLACY | WIND-C | COASTAL | 2022 | 28.6 | 28.6 | 28.6 | 28.6 | 28.6 | 28.6 | 28.6 | 28.6 | 28.6 | 28.6 | 28.6
542 | ESPIRITU WIND |  | CHALUPA_UNIT2 | CAMERON | WIND-C | COASTAL | 2021 | 25.2 | 25.2 | 25.2 | 25.2 | 25.2 | 25.2 | 25.2 | 25.2 | 25.2 | 25.2 | 25.2
543 | FALVEZ ASTRA WIND |  | ASTRA_UNIT1 | RANDALL | WIND-P | PANHANDLE | 2017 | 163.2 | 163.2 | 163.2 | 163.2 | 163.2 | 163.2 | 163.2 | 163.2 | 163.2 | 163.2 | 163.2
544 | FLAT TOP WIND I |  | FTWIND_UNIT_1 | MILLS | WIND-O | NORTH | 2018 | 200 | 200 | 200 | 200 | 200 | 200 | 200 | 200 | 200 | 200 | 200
545 | FLUVANNA RENEWABLE 1 A |  | FLUVANNA_UNIT1 | SCURRY | WIND-O | WEST | 2017 | 79.8 | 79.8 | 79.8 | 79.8 | 79.8 | 79.8 | 79.8 | 79.8 | 79.8 | 79.8 | 79.8
546 | FLUVANNA RENEWABLE 1 B |  | FLUVANNA_UNIT2 | SCURRY | WIND-O | WEST | 2017 | 75.6 | 75.6 | 75.6 | 75.6 | 75.6 | 75.6 | 75.6 | 75.6 | 75.6 | 75.6 | 75.6
547 | FOARD CITY WIND 1 A |  | FOARDCTY_UNIT1 | FOARD | WIND-O | WEST | 2019 | 186.48 | 186.5 | 186.5 | 186.5 | 186.5 | 186.5 | 186.5 | 186.5 | 186.5 | 186.5 | 186.5
548 | FOARD CITY WIND 1 B |  | FOARDCTY_UNIT2 | FOARD | WIND-O | WEST | 2019 | 163.8 | 163.8 | 163.8 | 163.8 | 163.8 | 163.8 | 163.8 | 163.8 | 163.8 | 163.8 | 163.8
549 | FOREST CREEK WIND |  | MCDLD_FCW1 | GLASSCOCK | WIND-O | WEST | 2007 | 124.2 | 124.2 | 124.2 | 124.2 | 124.2 | 124.2 | 124.2 | 124.2 | 124.2 | 124.2 | 124.2
550 | GOAT WIND |  | GOAT_GOATWIND | STERLING | WIND-O | WEST | 2008 | 80 | 80 | 80 | 80 | 80 | 80 | 80 | 80 | 80 | 80 | 80
551 | GOAT WIND 2 |  | GOAT_GOATWIN2 | STERLING | WIND-O | WEST | 2010 | 69.6 | 69.6 | 69.6 | 69.6 | 69.6 | 69.6 | 69.6 | 69.6 | 69.6 | 69.6 | 69.6
552 | GOLDTHWAITE WIND 1 |  | GWEC_GWEC_G1 | MILLS | WIND-O | NORTH | 2014 | 148.6 | 148.6 | 148.6 | 148.6 | 148.6 | 148.6 | 148.6 | 148.6 | 148.6 | 148.6 | 148.6
553 | GOPHER CREEK WIND 1 |  | GOPHER_UNIT1 | BORDEN | WIND-O | WEST | 2020 | 82 | 82 | 82 | 82 | 82 | 82 | 82 | 82 | 82 | 82 | 82
554 | GOPHER CREEK WIND 2 |  | GOPHER_UNIT2 | BORDEN | WIND-O | WEST | 2020 | 76 | 76 | 76 | 76 | 76 | 76 | 76 | 76 | 76 | 76 | 76
555 | GRANDVIEW WIND 1 (CONWAY) GV1A |  | GRANDVW1_GV1A | CARSON | WIND-P | PANHANDLE | 2014 | 107.4 | 107.4 | 107.4 | 107.4 | 107.4 | 107.4 | 107.4 | 107.4 | 107.4 | 107.4 | 107.4
556 | GRANDVIEW WIND 1 (CONWAY) GV1B |  | GRANDVW1_GV1B | CARSON | WIND-P | PANHANDLE | 2014 | 103.8 | 103.8 | 103.8 | 103.8 | 103.8 | 103.8 | 103.8 | 103.8 | 103.8 | 103.8 | 103.8
557 | GREEN MOUNTAIN WIND (BRAZOS) U1 | 21INR0532 | BRAZ_WND_WND1 | SCURRY | WIND-O | WEST | 2003 | 99 | 99 | 99 | 99 | 99 | 99 | 99 | 99 | 99 | 99 | 99
558 | GREEN MOUNTAIN WIND (BRAZOS) U2 | 21INR0532 | BRAZ_WND_WND2 | SCURRY | WIND-O | WEST | 2003 | 61 | 61 | 61 | 61 | 61 | 61 | 61 | 61 | 61 | 61 | 61
559 | GREEN PASTURES WIND I |  | GPASTURE_WIND_I | BAYLOR | WIND-O | WEST | 2015 | 150 | 150 | 150 | 150 | 150 | 150 | 150 | 150 | 150 | 150 | 150
560 | GRIFFIN TRAIL WIND U1 |  | GRIF_TRL_UNIT1 | KNOX | WIND-O | WEST | 2021 | 98.7 | 98.7 | 98.7 | 98.7 | 98.7 | 98.7 | 98.7 | 98.7 | 98.7 | 98.7 | 98.7
561 | GRIFFIN TRAIL WIND U2 |  | GRIF_TRL_UNIT2 | KNOX | WIND-O | WEST | 2021 | 126.9 | 126.9 | 126.9 | 126.9 | 126.9 | 126.9 | 126.9 | 126.9 | 126.9 | 126.9 | 126.9
562 | GULF WIND I |  | TGW_T1 | KENEDY | WIND-C | COASTAL | 2021 | 141.6 | 141.6 | 141.6 | 141.6 | 141.6 | 141.6 | 141.6 | 141.6 | 141.6 | 141.6 | 141.6
563 | GULF WIND II |  | TGW_T2 | KENEDY | WIND-C | COASTAL | 2021 | 141.6 | 141.6 | 141.6 | 141.6 | 141.6 | 141.6 | 141.6 | 141.6 | 141.6 | 141.6 | 141.6
564 | GUNSIGHT MOUNTAIN WIND |  | GUNMTN_G1 | HOWARD | WIND-O | WEST | 2016 | 119.93 | 119.9 | 119.9 | 119.9 | 119.9 | 119.9 | 119.9 | 119.9 | 119.9 | 119.9 | 119.9
565 | HACKBERRY WIND |  | HWF_HWFG1 | SHACKELFORD | WIND-O | WEST | 2008 | 165.6 | 163.5 | 163.5 | 163.5 | 163.5 | 163.5 | 163.5 | 163.5 | 163.5 | 163.5 | 163.5
566 | HARBOR WIND |  | DG_NUECE_6UNITS | NUECES | WIND-C | COASTAL | 2012 | 9 | 9 | 9 | 9 | 9 | 9 | 9 | 9 | 9 | 9 | 9
567 | HEREFORD WIND G |  | HRFDWIND_WIND_G | DEAF SMITH | WIND-P | PANHANDLE | 2015 | 99.9 | 99.9 | 99.9 | 99.9 | 99.9 | 99.9 | 99.9 | 99.9 | 99.9 | 99.9 | 99.9
568 | HEREFORD WIND V |  | HRFDWIND_WIND_V | DEAF SMITH | WIND-P | PANHANDLE | 2015 | 100 | 100 | 100 | 100 | 100 | 100 | 100 | 100 | 100 | 100 | 100
569 | HICKMAN (SANTA RITA WIND) 1 |  | HICKMAN_G1 | REAGAN | WIND-O | WEST | 2018 | 152.5 | 152.5 | 152.5 | 152.5 | 152.5 | 152.5 | 152.5 | 152.5 | 152.5 | 152.5 | 152.5
570 | HICKMAN (SANTA RITA WIND) 2 |  | HICKMAN_G2 | REAGAN | WIND-O | WEST | 2018 | 147.5 | 147.5 | 147.5 | 147.5 | 147.5 | 147.5 | 147.5 | 147.5 | 147.5 | 147.5 | 147.5
571 | HIDALGO & STARR WIND 11 |  | MIRASOLE_MIR11 | HIDALGO | WIND-O | SOUTH | 2016 | 52 | 52 | 52 | 52 | 52 | 52 | 52 | 52 | 52 | 52 | 52
572 | HIDALGO & STARR WIND 12 |  | MIRASOLE_MIR12 | HIDALGO | WIND-O | SOUTH | 2016 | 98 | 98 | 98 | 98 | 98 | 98 | 98 | 98 | 98 | 98 | 98
573 | HIDALGO & STARR WIND 21 |  | MIRASOLE_MIR21 | HIDALGO | WIND-O | SOUTH | 2016 | 100 | 100 | 100 | 100 | 100 | 100 | 100 | 100 | 100 | 100 | 100
574 | HIDALGO II WIND |  | MIRASOLE_MIR13 | HIDALGO | WIND-O | SOUTH | 2021 | 50.4 | 50.4 | 50.4 | 50.4 | 50.4 | 50.4 | 50.4 | 50.4 | 50.4 | 50.4 | 50.4
575 | HIGH LONESOME W 1A |  | HI_LONE_WGR1A | CROCKETT | WIND-O | WEST | 2021 | 46 | 46 | 46 | 46 | 46 | 46 | 46 | 46 | 46 | 46 | 46
576 | HIGH LONESOME W 1B |  | HI_LONE_WGR1B | CROCKETT | WIND-O | WEST | 2021 | 51.9 | 52 | 52 | 52 | 52 | 52 | 52 | 52 | 52 | 52 | 52
577 | HIGH LONESOME W 1C |  | HI_LONE_WGR1C | CROCKETT | WIND-O | WEST | 2021 | 25.3 | 25.3 | 25.3 | 25.3 | 25.3 | 25.3 | 25.3 | 25.3 | 25.3 | 25.3 | 25.3
578 | HIGH LONESOME W 2 |  | HI_LONE_WGR2 | CROCKETT | WIND-O | WEST | 2021 | 122.4 | 122.5 | 122.5 | 122.5 | 122.5 | 122.5 | 122.5 | 122.5 | 122.5 | 122.5 | 122.5
579 | HIGH LONESOME W 2A |  | HI_LONE_WGR2A | CROCKETT | WIND-O | WEST | 2021 | 25.3 | 25.3 | 25.3 | 25.3 | 25.3 | 25.3 | 25.3 | 25.3 | 25.3 | 25.3 | 25.3
580 | HIGH LONESOME W 3 |  | HI_LONE_WGR3 | CROCKETT | WIND-O | WEST | 2021 | 127.5 | 127.6 | 127.6 | 127.6 | 127.6 | 127.6 | 127.6 | 127.6 | 127.6 | 127.6 | 127.6
581 | HIGH LONESOME W 4 |  | HI_LONE_WGR4 | CROCKETT | WIND-O | WEST | 2021 | 101.5 | 101.6 | 101.6 | 101.6 | 101.6 | 101.6 | 101.6 | 101.6 | 101.6 | 101.6 | 101.6
582 | HORSE CREEK WIND 1 |  | HORSECRK_UNIT1 | HASKELL | WIND-O | WEST | 2017 | 134.81 | 131.1 | 131.1 | 131.1 | 131.1 | 131.1 | 131.1 | 131.1 | 131.1 | 131.1 | 131.1
583 | HORSE CREEK WIND 2 |  | HORSECRK_UNIT2 | HASKELL | WIND-O | WEST | 2017 | 101.69 | 98.9 | 98.9 | 98.9 | 98.9 | 98.9 | 98.9 | 98.9 | 98.9 | 98.9 | 98.9
584 | HORSE HOLLOW WIND 1 | 17INR0052 | H_HOLLOW_WND1 | TAYLOR | WIND-O | WEST | 2005 | 230 | 230 | 230 | 230 | 230 | 230 | 230 | 230 | 230 | 230 | 230
585 | HORSE HOLLOW WIND 2 | 17INR0053 | HHOLLOW2_WIND1 | TAYLOR | WIND-O | WEST | 2006 | 184 | 184 | 184 | 184 | 184 | 184 | 184 | 184 | 184 | 184 | 184
586 | HORSE HOLLOW WIND 3 | 17INR0053 | HHOLLOW3_WND_1 | TAYLOR | WIND-O | WEST | 2006 | 241.4 | 241.4 | 241.4 | 241.4 | 241.4 | 241.4 | 241.4 | 241.4 | 241.4 | 241.4 | 241.4
587 | HORSE HOLLOW WIND 4 | 17INR0053 | HHOLLOW4_WND1 | TAYLOR | WIND-O | WEST | 2006 | 115 | 115 | 115 | 115 | 115 | 115 | 115 | 115 | 115 | 115 | 115
588 | INADALE WIND 1 |  | INDL_INADALE1 | NOLAN | WIND-O | WEST | 2008 | 95 | 95 | 95 | 95 | 95 | 95 | 95 | 95 | 95 | 95 | 95
589 | INADALE WIND 2 |  | INDL_INADALE2 | NOLAN | WIND-O | WEST | 2008 | 102 | 102 | 102 | 102 | 102 | 102 | 102 | 102 | 102 | 102 | 102
590 | INDIAN MESA WIND | 18INR0069 | INDNNWP_INDNNWP2 | PECOS | WIND-O | WEST | 2001 | 91.8 | 91.8 | 91.8 | 91.8 | 91.8 | 91.8 | 91.8 | 91.8 | 91.8 | 91.8 | 91.8
591 | JAVELINA I WIND 18 |  | BORDAS_JAVEL18 | WEBB | WIND-O | SOUTH | 2015 | 19.69 | 19.7 | 19.7 | 19.7 | 19.7 | 19.7 | 19.7 | 19.7 | 19.7 | 19.7 | 19.7
592 | JAVELINA I WIND 20 |  | BORDAS_JAVEL20 | WEBB | WIND-O | SOUTH | 2015 | 230 | 230 | 230 | 230 | 230 | 230 | 230 | 230 | 230 | 230 | 230
593 | JAVELINA II WIND 1 |  | BORDAS2_JAVEL2_A | WEBB | WIND-O | SOUTH | 2017 | 96 | 96 | 96 | 96 | 96 | 96 | 96 | 96 | 96 | 96 | 96
594 | JAVELINA II WIND 2 |  | BORDAS2_JAVEL2_B | WEBB | WIND-O | SOUTH | 2017 | 74 | 74 | 74 | 74 | 74 | 74 | 74 | 74 | 74 | 74 | 74
595 | JAVELINA II WIND 3 |  | BORDAS2_JAVEL2_C | WEBB | WIND-O | SOUTH | 2017 | 30 | 30 | 30 | 30 | 30 | 30 | 30 | 30 | 30 | 30 | 30
596 | JUMBO ROAD WIND 1 |  | HRFDWIND_JRDWIND1 | DEAF SMITH | WIND-P | PANHANDLE | 2015 | 146.15 | 146.2 | 146.2 | 146.2 | 146.2 | 146.2 | 146.2 | 146.2 | 146.2 | 146.2 | 146.2
597 | JUMBO ROAD WIND 2 |  | HRFDWIND_JRDWIND2 | DEAF SMITH | WIND-P | PANHANDLE | 2015 | 153.55 | 153.6 | 153.6 | 153.6 | 153.6 | 153.6 | 153.6 | 153.6 | 153.6 | 153.6 | 153.6
598 | KARANKAWA WIND 1A |  | KARAKAW1_UNIT1 | SAN PATRICIO | WIND-C | COASTAL | 2019 | 103.32 | 103.3 | 103.3 | 103.3 | 103.3 | 103.3 | 103.3 | 103.3 | 103.3 | 103.3 | 103.3
599 | KARANKAWA WIND 1B |  | KARAKAW1_UNIT2 | SAN PATRICIO | WIND-C | COASTAL | 2019 | 103.32 | 103.3 | 103.3 | 103.3 | 103.3 | 103.3 | 103.3 | 103.3 | 103.3 | 103.3 | 103.3
600 | KARANKAWA WIND 2 |  | KARAKAW2_UNIT3 | SAN PATRICIO | WIND-C | COASTAL | 2019 | 100.42 | 100.4 | 100.4 | 100.4 | 100.4 | 100.4 | 100.4 | 100.4 | 100.4 | 100.4 | 100.4
601 | KEECHI WIND |  | KEECHI_U1 | JACK | WIND-O | NORTH | 2015 | 110 | 110 | 110 | 110 | 110 | 110 | 110 | 110 | 110 | 110 | 110
602 | KING MOUNTAIN WIND (NE) |  | KING_NE_KINGNE | UPTON | WIND-O | WEST | 2001 | 79.7 | 79.7 | 79.7 | 79.7 | 79.7 | 79.7 | 79.7 | 79.7 | 79.7 | 79.7 | 79.7
603 | KING MOUNTAIN WIND (NW) |  | KING_NW_KINGNW | UPTON | WIND-O | WEST | 2001 | 79.7 | 79.7 | 79.7 | 79.7 | 79.7 | 79.7 | 79.7 | 79.7 | 79.7 | 79.7 | 79.7
604 | KING MOUNTAIN WIND (SE) |  | KING_SE_KINGSE | UPTON | WIND-O | WEST | 2001 | 40.5 | 40.5 | 40.5 | 40.5 | 40.5 | 40.5 | 40.5 | 40.5 | 40.5 | 40.5 | 40.5
605 | KING MOUNTAIN WIND (SW) |  | KING_SW_KINGSW | UPTON | WIND-O | WEST | 2001 | 79.7 | 79.7 | 79.7 | 79.7 | 79.7 | 79.7 | 79.7 | 79.7 | 79.7 | 79.7 | 79.7
606 | LANGFORD WIND POWER |  | LGD_LANGFORD | TOM GREEN | WIND-O | WEST | 2009 | 159.96 | 160 | 160 | 160 | 160 | 160 | 160 | 160 | 160 | 160 | 160
607 | LOCKETT WIND FARM |  | LOCKETT_UNIT1 | WILBARGER | WIND-O | WEST | 2019 | 183.7 | 183.7 | 183.7 | 183.7 | 183.7 | 183.7 | 183.7 | 183.7 | 183.7 | 183.7 | 183.7
608 | LOGANS GAP WIND I U1 |  | LGW_UNIT1 | COMANCHE | WIND-O | NORTH | 2015 | 106.26 | 106.3 | 106.3 | 106.3 | 106.3 | 106.3 | 106.3 | 106.3 | 106.3 | 106.3 | 106.3
609 | LOGANS GAP WIND I U2 |  | LGW_UNIT2 | COMANCHE | WIND-O | NORTH | 2015 | 103.85 | 103.8 | 103.8 | 103.8 | 103.8 | 103.8 | 103.8 | 103.8 | 103.8 | 103.8 | 103.8
610 | LONE STAR WIND 1 (MESQUITE) |  | LNCRK_G83 | SHACKELFORD | WIND-O | WEST | 2006 | 194 | 194 | 194 | 194 | 194 | 194 | 194 | 194 | 194 | 194 | 194
611 | LONE STAR WIND 2 (POST OAK) U1 | 22INR0479 | LNCRK2_G871 | SHACKELFORD | WIND-O | WEST | 2007 | 98 | 98 | 98 | 98 | 98 | 98 | 98 | 98 | 98 | 98 | 98
612 | LONE STAR WIND 2 (POST OAK) U2 | 22INR0479 | LNCRK2_G872 | SHACKELFORD | WIND-O | WEST | 2007 | 100 | 100 | 100 | 100 | 100 | 100 | 100 | 100 | 100 | 100 | 100
613 | LONGHORN WIND NORTH U1 |  | LHORN_N_UNIT1 | FLOYD | WIND-P | PANHANDLE | 2015 | 100 | 100 | 100 | 100 | 100 | 100 | 100 | 100 | 100 | 100 | 100
614 | LONGHORN WIND NORTH U2 |  | LHORN_N_UNIT2 | FLOYD | WIND-P | PANHANDLE | 2015 | 100 | 100 | 100 | 100 | 100 | 100 | 100 | 100 | 100 | 100 | 100
615 | LORAINE WINDPARK I |  | LONEWOLF_G1 | MITCHELL | WIND-O | WEST | 2010 | 48 | 48 | 48 | 48 | 48 | 48 | 48 | 48 | 48 | 48 | 48
616 | LORAINE WINDPARK II |  | LONEWOLF_G2 | MITCHELL | WIND-O | WEST | 2010 | 51 | 51 | 51 | 51 | 51 | 51 | 51 | 51 | 51 | 51 | 51
617 | LORAINE WINDPARK III |  | LONEWOLF_G3 | MITCHELL | WIND-O | WEST | 2011 | 25.5 | 25.5 | 25.5 | 25.5 | 25.5 | 25.5 | 25.5 | 25.5 | 25.5 | 25.5 | 25.5
618 | LORAINE WINDPARK IV |  | LONEWOLF_G4 | MITCHELL | WIND-O | WEST | 2011 | 24 | 24 | 24 | 24 | 24 | 24 | 24 | 24 | 24 | 24 | 24
619 | LOS VIENTOS III WIND |  | LV3_UNIT_1 | STARR | WIND-O | SOUTH | 2015 | 200 | 200 | 200 | 200 | 200 | 200 | 200 | 200 | 200 | 200 | 200
620 | LOS VIENTOS IV WIND |  | LV4_UNIT_1 | STARR | WIND-O | SOUTH | 2016 | 200 | 200 | 200 | 200 | 200 | 200 | 200 | 200 | 200 | 200 | 200
621 | LOS VIENTOS V WIND |  | LV5_UNIT_1 | STARR | WIND-O | SOUTH | 2016 | 110 | 110 | 110 | 110 | 110 | 110 | 110 | 110 | 110 | 110 | 110
622 | LOS VIENTOS WIND I |  | LV1_LV1A | WILLACY | WIND-C | COASTAL | 2013 | 200.1 | 200.1 | 200.1 | 200.1 | 200.1 | 200.1 | 200.1 | 200.1 | 200.1 | 200.1 | 200.1
623 | LOS VIENTOS WIND II |  | LV2_LV2 | WILLACY | WIND-C | COASTAL | 2013 | 201.6 | 201.6 | 201.6 | 201.6 | 201.6 | 201.6 | 201.6 | 201.6 | 201.6 | 201.6 | 201.6
624 | MAGIC VALLEY WIND (REDFISH) 1A |  | REDFISH_MV1A | WILLACY | WIND-C | COASTAL | 2012 | 99.83 | 99.8 | 99.8 | 99.8 | 99.8 | 99.8 | 99.8 | 99.8 | 99.8 | 99.8 | 99.8
625 | MAGIC VALLEY WIND (REDFISH) 1B |  | REDFISH_MV1B | WILLACY | WIND-C | COASTAL | 2012 | 103.46 | 103.5 | 103.5 | 103.5 | 103.5 | 103.5 | 103.5 | 103.5 | 103.5 | 103.5 | 103.5
626 | MARIAH DEL NORTE 1 |  | MARIAH_NORTE1 | PARMER | WIND-P | PANHANDLE | 2017 | 115.2 | 115.2 | 115.2 | 115.2 | 115.2 | 115.2 | 115.2 | 115.2 | 115.2 | 115.2 | 115.2
627 | MARIAH DEL NORTE 2 |  | MARIAH_NORTE2 | PARMER | WIND-P | PANHANDLE | 2017 | 115.2 | 115.2 | 115.2 | 115.2 | 115.2 | 115.2 | 115.2 | 115.2 | 115.2 | 115.2 | 115.2
628 | MAVERICK CREEK WIND WEST U1 |  | MAVCRK_W_UNIT1 | CONCHO | WIND-O | WEST | 2022 | 201.6 | 201.6 | 201.6 | 201.6 | 201.6 | 201.6 | 201.6 | 201.6 | 201.6 | 201.6 | 201.6
629 | MAVERICK CREEK WIND WEST U2 |  | MAVCRK_W_UNIT2 | CONCHO | WIND-O | WEST | 2022 | 11.1 | 11.1 | 11.1 | 11.1 | 11.1 | 11.1 | 11.1 | 11.1 | 11.1 | 11.1 | 11.1
630 | MAVERICK CREEK WIND WEST U3 |  | MAVCRK_W_UNIT3 | CONCHO | WIND-O | WEST | 2022 | 33.6 | 33.6 | 33.6 | 33.6 | 33.6 | 33.6 | 33.6 | 33.6 | 33.6 | 33.6 | 33.6
631 | MAVERICK CREEK WIND WEST U4 |  | MAVCRK_W_UNIT4 | CONCHO | WIND-O | WEST | 2022 | 22.2 | 22.2 | 22.2 | 22.2 | 22.2 | 22.2 | 22.2 | 22.2 | 22.2 | 22.2 | 22.2
632 | MAVERICK CREEK WIND EAST U1 |  | MAVCRK_E_UNIT5 | CONCHO | WIND-O | WEST | 2022 | 71.4 | 71.4 | 71.4 | 71.4 | 71.4 | 71.4 | 71.4 | 71.4 | 71.4 | 71.4 | 71.4
633 | MAVERICK CREEK WIND EAST U2 |  | MAVCRK_E_UNIT6 | CONCHO | WIND-O | WEST | 2022 | 33.3 | 33.3 | 33.3 | 33.3 | 33.3 | 33.3 | 33.3 | 33.3 | 33.3 | 33.3 | 33.3
634 | MAVERICK CREEK WIND EAST U3 |  | MAVCRK_E_UNIT7 | CONCHO | WIND-O | WEST | 2022 | 22 | 22 | 22 | 22 | 22 | 22 | 22 | 22 | 22 | 22 | 22
635 | MAVERICK CREEK WIND EAST U4 |  | MAVCRK_E_UNIT8 | CONCHO | WIND-O | WEST | 2022 | 20 | 20 | 20 | 20 | 20 | 20 | 20 | 20 | 20 | 20 | 20
636 | MAVERICK CREEK WIND EAST U5 |  | MAVCRK_E_UNIT9 | CONCHO | WIND-O | WEST | 2022 | 76.8 | 76.8 | 76.8 | 76.8 | 76.8 | 76.8 | 76.8 | 76.8 | 76.8 | 76.8 | 76.8
637 | MCADOO WIND |  | MWEC_G1 | DICKENS | WIND-P | PANHANDLE | 2008 | 150 | 150 | 150 | 150 | 150 | 150 | 150 | 150 | 150 | 150 | 150
638 | MESQUITE CREEK WIND 1 |  | MESQCRK_WND1 | DAWSON | WIND-O | WEST | 2015 | 105.61 | 105.6 | 105.6 | 105.6 | 105.6 | 105.6 | 105.6 | 105.6 | 105.6 | 105.6 | 105.6
639 | MESQUITE CREEK WIND 2 |  | MESQCRK_WND2 | DAWSON | WIND-O | WEST | 2015 | 105.61 | 105.6 | 105.6 | 105.6 | 105.6 | 105.6 | 105.6 | 105.6 | 105.6 | 105.6 | 105.6
640 | MIAMI WIND G1 |  | MIAM1_G1 | GRAY | WIND-P | PANHANDLE | 2014 | 144.3 | 144.3 | 144.3 | 144.3 | 144.3 | 144.3 | 144.3 | 144.3 | 144.3 | 144.3 | 144.3
641 | MIAMI WIND G2 |  | MIAM1_G2 | GRAY | WIND-P | PANHANDLE | 2014 | 144.3 | 144.3 | 144.3 | 144.3 | 144.3 | 144.3 | 144.3 | 144.3 | 144.3 | 144.3 | 144.3
642 | MIDWAY WIND |  | MIDWIND_UNIT1 | SAN PATRICIO | WIND-C | COASTAL | 2019 | 162.8 | 162.8 | 162.8 | 162.8 | 162.8 | 162.8 | 162.8 | 162.8 | 162.8 | 162.8 | 162.8
643 | NIELS BOHR WIND A (BEARKAT WIND A) |  | NBOHR_UNIT1 | GLASSCOCK | WIND-O | WEST | 2018 | 196.6 | 196.6 | 196.6 | 196.6 | 196.6 | 196.6 | 196.6 | 196.6 | 196.6 | 196.6 | 196.6
644 | NOTREES WIND 1 |  | NWF_NWF1 | WINKLER | WIND-O | WEST | 2009 | 92.61 | 92.6 | 92.6 | 92.6 | 92.6 | 92.6 | 92.6 | 92.6 | 92.6 | 92.6 | 92.6
645 | NOTREES WIND 2 |  | NWF_NWF2 | WINKLER | WIND-O | WEST | 2009 | 60 | 60 | 60 | 60 | 60 | 60 | 60 | 60 | 60 | 60 | 60
646 | OCOTILLO WIND |  | OWF_OWF | HOWARD | WIND-O | WEST | 2008 | 58.8 | 58.8 | 58.8 | 58.8 | 58.8 | 58.8 | 58.8 | 58.8 | 58.8 | 58.8 | 58.8
647 | OLD SETTLER WIND |  | COTPLNS_OLDSETLR | FLOYD | WIND-P | PANHANDLE | 2017 | 151.2 | 151.2 | 151.2 | 151.2 | 151.2 | 151.2 | 151.2 | 151.2 | 151.2 | 151.2 | 151.2
648 | OVEJA WIND U1 |  | OVEJA_G1 | IRION | WIND-O | WEST | 2021 | 151.2 | 151.2 | 151.2 | 151.2 | 151.2 | 151.2 | 151.2 | 151.2 | 151.2 | 151.2 | 151.2
649 | OVEJA WIND U2 |  | OVEJA_G2 | IRION | WIND-O | WEST | 2021 | 151.2 | 151.2 | 151.2 | 151.2 | 151.2 | 151.2 | 151.2 | 151.2 | 151.2 | 151.2 | 151.2
650 | PALMAS ALTAS WIND |  | PALMWIND_UNIT1 | CAMERON | WIND-C | COASTAL | 2020 | 144.9 | 144.9 | 144.9 | 144.9 | 144.9 | 144.9 | 144.9 | 144.9 | 144.9 | 144.9 | 144.9
651 | PANHANDLE WIND 1 U1 |  | PH1_UNIT1 | CARSON | WIND-P | PANHANDLE | 2014 | 109.15 | 109.2 | 109.2 | 109.2 | 109.2 | 109.2 | 109.2 | 109.2 | 109.2 | 109.2 | 109.2
652 | PANHANDLE WIND 1 U2 |  | PH1_UNIT2 | CARSON | WIND-P | PANHANDLE | 2014 | 109.15 | 109.2 | 109.2 | 109.2 | 109.2 | 109.2 | 109.2 | 109.2 | 109.2 | 109.2 | 109.2
653 | PANHANDLE WIND 2 U1 |  | PH2_UNIT1 | CARSON | WIND-P | PANHANDLE | 2014 | 94.19 | 94.2 | 94.2 | 94.2 | 94.2 | 94.2 | 94.2 | 94.2 | 94.2 | 94.2 | 94.2
654 | PANHANDLE WIND 2 U2 |  | PH2_UNIT2 | CARSON | WIND-P | PANHANDLE | 2014 | 96.6 | 96.6 | 96.6 | 96.6 | 96.6 | 96.6 | 96.6 | 96.6 | 96.6 | 96.6 | 96.6
655 | PANTHER CREEK WIND 1 |  | PC_NORTH_PANTHER1 | HOWARD | WIND-O | WEST | 2008 | 142.5 | 142.5 | 142.5 | 142.5 | 142.5 | 142.5 | 142.5 | 142.5 | 142.5 | 142.5 | 142.5
656 | PANTHER CREEK WIND 2 |  | PC_SOUTH_PANTHER2 | HOWARD | WIND-O | WEST | 2019 | 115.5 | 115.5 | 115.5 | 115.5 | 115.5 | 115.5 | 115.5 | 115.5 | 115.5 | 115.5 | 115.5
657 | PANTHER CREEK WIND 3 A |  | PC_SOUTH_PANTH31 | HOWARD | WIND-O | WEST | 2022 | 106.92 | 106.9 | 106.9 | 106.9 | 106.9 | 106.9 | 106.9 | 106.9 | 106.9 | 106.9 | 106.9
658 | PANTHER CREEK WIND 3 B |  | PC_SOUTH_PANTH32 | HOWARD | WIND-O | WEST | 2022 | 108.54 | 108.5 | 108.5 | 108.5 | 108.5 | 108.5 | 108.5 | 108.5 | 108.5 | 108.5 | 108.5
659 | PAPALOTE CREEK WIND |  | PAP1_PAP1 | SAN PATRICIO | WIND-C | COASTAL | 2009 | 179.85 | 179.9 | 179.9 | 179.9 | 179.9 | 179.9 | 179.9 | 179.9 | 179.9 | 179.9 | 179.9
660 | PAPALOTE CREEK WIND II |  | COTTON_PAP2 | SAN PATRICIO | WIND-C | COASTAL | 2010 | 200.12 | 200.1 | 200.1 | 200.1 | 200.1 | 200.1 | 200.1 | 200.1 | 200.1 | 200.1 | 200.1
661 | PECOS WIND 1 (WOODWARD) |  | WOODWRD1_WOODWRD1 | PECOS | WIND-O | WEST | 2001 | 91.7 | 91.7 | 91.7 | 91.7 | 91.7 | 91.7 | 91.7 | 91.7 | 91.7 | 91.7 | 91.7
662 | PECOS WIND 2 (WOODWARD) |  | WOODWRD2_WOODWRD2 | PECOS | WIND-O | WEST | 2001 | 86 | 85.8 | 85.8 | 85.8 | 85.8 | 85.8 | 85.8 | 85.8 | 85.8 | 85.8 | 85.8
663 | PENASCAL WIND 1 |  | PENA_UNIT1 | KENEDY | WIND-C | COASTAL | 2009 | 160.8 | 160.8 | 160.8 | 160.8 | 160.8 | 160.8 | 160.8 | 160.8 | 160.8 | 160.8 | 160.8
664 | PENASCAL WIND 2 |  | PENA_UNIT2 | KENEDY | WIND-C | COASTAL | 2009 | 141.6 | 141.6 | 141.6 | 141.6 | 141.6 | 141.6 | 141.6 | 141.6 | 141.6 | 141.6 | 141.6
665 | PENASCAL WIND 3 |  | PENA3_UNIT3 | KENEDY | WIND-C | COASTAL | 2011 | 100.8 | 100.8 | 100.8 | 100.8 | 100.8 | 100.8 | 100.8 | 100.8 | 100.8 | 100.8 | 100.8
666 | PEYTON CREEK WIND |  | PEY_UNIT1 | MATAGORDA | WIND-C | COASTAL | 2020 | 151.2 | 151.2 | 151.2 | 151.2 | 151.2 | 151.2 | 151.2 | 151.2 | 151.2 | 151.2 | 151.2
667 | PYRON WIND 1 | 23INR0525 | PYR_PYRON1 | NOLAN | WIND-O | WEST | 2008 | 121.5 | 121.5 | 121.5 | 121.5 | 121.5 | 121.5 | 121.5 | 121.5 | 121.5 | 121.5 | 121.5
668 | PYRON WIND 2 | 23INR0525 | PYR_PYRON2 | NOLAN | WIND-O | WEST | 2008 | 127.5 | 127.5 | 127.5 | 127.5 | 127.5 | 127.5 | 127.5 | 127.5 | 127.5 | 127.5 | 127.5
669 | RANCHERO WIND |  | RANCHERO_UNIT1 | CROCKETT | WIND-O | WEST | 2020 | 150 | 150 | 150 | 150 | 150 | 150 | 150 | 150 | 150 | 150 | 150
670 | RANCHERO WIND |  | RANCHERO_UNIT2 | CROCKETT | WIND-O | WEST | 2020 | 150 | 150 | 150 | 150 | 150 | 150 | 150 | 150 | 150 | 150 | 150
671 | RATTLESNAKE I WIND ENERGY CENTER G1 |  | RSNAKE_G1 | GLASSCOCK | WIND-O | WEST | 2015 | 104.26 | 104.3 | 104.3 | 104.3 | 104.3 | 104.3 | 104.3 | 104.3 | 104.3 | 104.3 | 104.3
672 | RATTLESNAKE I WIND ENERGY CENTER G2 |  | RSNAKE_G2 | GLASSCOCK | WIND-O | WEST | 2015 | 102.99 | 103 | 103 | 103 | 103 | 103 | 103 | 103 | 103 | 103 | 103
673 | RED CANYON WIND |  | RDCANYON_RDCNY1 | BORDEN | WIND-O | WEST | 2006 | 89.6 | 89.6 | 89.6 | 89.6 | 89.6 | 89.6 | 89.6 | 89.6 | 89.6 | 89.6 | 89.6
674 | RELOJ DEL SOL WIND U1 |  | RELOJ_UNIT1 | ZAPATA | WIND-O | SOUTH | 2022 | 55.4 | 55.4 | 55.4 | 55.4 | 55.4 | 55.4 | 55.4 | 55.4 | 55.4 | 55.4 | 55.4
675 | RELOJ DEL SOL WIND U2 |  | RELOJ_UNIT2 | ZAPATA | WIND-O | SOUTH | 2022 | 48 | 48 | 48 | 48 | 48 | 48 | 48 | 48 | 48 | 48 | 48
676 | RELOJ DEL SOL WIND U3 |  | RELOJ_UNIT3 | ZAPATA | WIND-O | SOUTH | 2022 | 83.1 | 83.1 | 83.1 | 83.1 | 83.1 | 83.1 | 83.1 | 83.1 | 83.1 | 83.1 | 83.1
677 | RELOJ DEL SOL WIND U4 |  | RELOJ_UNIT4 | ZAPATA | WIND-O | SOUTH | 2022 | 22.8 | 22.8 | 22.8 | 22.8 | 22.8 | 22.8 | 22.8 | 22.8 | 22.8 | 22.8 | 22.8
678 | ROCK SPRINGS VAL VERDE WIND (FERMI) 1 |  | FERMI_WIND1 | VAL VERDE | WIND-O | WEST | 2017 | 121.9 | 121.9 | 121.9 | 121.9 | 121.9 | 121.9 | 121.9 | 121.9 | 121.9 | 121.9 | 121.9
679 | ROCK SPRINGS VAL VERDE WIND (FERMI) 2 |  | FERMI_WIND2 | VAL VERDE | WIND-O | WEST | 2017 | 27.44 | 27.4 | 27.4 | 27.4 | 27.4 | 27.4 | 27.4 | 27.4 | 27.4 | 27.4 | 27.4
680 | ROSCOE WIND |  | TKWSW1_ROSCOE | NOLAN | WIND-O | WEST | 2008 | 114 | 114 | 114 | 114 | 114 | 114 | 114 | 114 | 114 | 114 | 114
681 | ROSCOE WIND 2A |  | TKWSW1_ROSCOE2A | NOLAN | WIND-O | WEST | 2008 | 95 | 95 | 95 | 95 | 95 | 95 | 95 | 95 | 95 | 95 | 95
682 | ROUTE 66 WIND |  | ROUTE_66_WIND1 | CARSON | WIND-P | PANHANDLE | 2015 | 150 | 150 | 150 | 150 | 150 | 150 | 150 | 150 | 150 | 150 | 150
683 | RTS 2 WIND (HEART OF TEXAS WIND) U1 |  | RTS2_U1 | MCCULLOCH | WIND-O | SOUTH | 2021 | 89.9 | 89.9 | 89.9 | 89.9 | 89.9 | 89.9 | 89.9 | 89.9 | 89.9 | 89.9 | 89.9
684 | RTS 2 WIND (HEART OF TEXAS WIND) U2 |  | RTS2_U2 | MCCULLOCH | WIND-O | SOUTH | 2021 | 89.9 | 89.9 | 89.9 | 89.9 | 89.9 | 89.9 | 89.9 | 89.9 | 89.9 | 89.9 | 89.9
685 | RTS WIND |  | RTS_U1 | MCCULLOCH | WIND-O | SOUTH | 2018 | 160 | 160 | 160 | 160 | 160 | 160 | 160 | 160 | 160 | 160 | 160
686 | SAGE DRAW WIND U1 |  | SAGEDRAW_UNIT1 | LYNN | WIND-O | WEST | 2022 | 169.2 | 169.2 | 169.2 | 169.2 | 169.2 | 169.2 | 169.2 | 169.2 | 169.2 | 169.2 | 169.2
687 | SAGE DRAW WIND U2 |  | SAGEDRAW_UNIT2 | LYNN | WIND-O | WEST | 2022 | 169.2 | 169.2 | 169.2 | 169.2 | 169.2 | 169.2 | 169.2 | 169.2 | 169.2 | 169.2 | 169.2
688 | SALT FORK 1 WIND U1 |  | SALTFORK_UNIT1 | DONLEY | WIND-P | PANHANDLE | 2017 | 64 | 64 | 64 | 64 | 64 | 64 | 64 | 64 | 64 | 64 | 64
689 | SALT FORK 1 WIND U2 |  | SALTFORK_UNIT2 | DONLEY | WIND-P | PANHANDLE | 2017 | 110 | 110 | 110 | 110 | 110 | 110 | 110 | 110 | 110 | 110 | 110
690 | SAN ROMAN WIND |  | SANROMAN_WIND_1 | CAMERON | WIND-C | COASTAL | 2017 | 95.25 | 95.2 | 95.2 | 95.2 | 95.2 | 95.2 | 95.2 | 95.2 | 95.2 | 95.2 | 95.2
691 | SAND BLUFF WIND | 20INR0296 | MCDLD_SBW1 | GLASSCOCK | WIND-O | WEST | 2008 | 90 | 90 | 90 | 90 | 90 | 90 | 90 | 90 | 90 | 90 | 90
692 | SENATE WIND |  | SENATEWD_UNIT1 | JACK | WIND-O | NORTH | 2012 | 150 | 150 | 150 | 150 | 150 | 150 | 150 | 150 | 150 | 150 | 150
693 | SENDERO WIND ENERGY |  | EXGNSND_WIND_1 | JIM HOGG | WIND-O | SOUTH | 2015 | 78 | 78 | 78 | 78 | 78 | 78 | 78 | 78 | 78 | 78 | 78
694 | SEYMOUR HILLS WIND (S_HILLS WIND) |  | S_HILLS_UNIT1 | BAYLOR | WIND-O | WEST | 2019 | 30.24 | 30.2 | 30.2 | 30.2 | 30.2 | 30.2 | 30.2 | 30.2 | 30.2 | 30.2 | 30.2
695 | SHAFFER (PATRIOT WIND/PETRONILLA) |  | SHAFFER_UNIT1 | NUECES | WIND-C | COASTAL | 2021 | 226.05 | 226.1 | 226.1 | 226.1 | 226.1 | 226.1 | 226.1 | 226.1 | 226.1 | 226.1 | 226.1
696 | SHANNON WIND |  | SHANNONW_UNIT_1 | CLAY | WIND-O | WEST | 2015 | 204.1 | 204.1 | 204.1 | 204.1 | 204.1 | 204.1 | 204.1 | 204.1 | 204.1 | 204.1 | 204.1
697 | SHERBINO 2 WIND | 19INR0120 | KEO_SHRBINO2 | PECOS | WIND-O | WEST | 2011 | 132 | 132 | 132 | 132 | 132 | 132 | 132 | 132 | 132 | 132 | 132
698 | SILVER STAR WIND | 18INR0064 | FLTCK_SSI | ERATH | WIND-O | NORTH | 2008 | 52.8 | 52.8 | 52.8 | 52.8 | 52.8 | 52.8 | 52.8 | 52.8 | 52.8 | 52.8 | 52.8
699 | SOUTH PLAINS WIND 1 U1 |  | SPLAIN1_WIND1 | FLOYD | WIND-P | PANHANDLE | 2015 | 102 | 102 | 102 | 102 | 102 | 102 | 102 | 102 | 102 | 102 | 102
700 | SOUTH PLAINS WIND 1 U2 |  | SPLAIN1_WIND2 | FLOYD | WIND-P | PANHANDLE | 2015 | 98 | 98 | 98 | 98 | 98 | 98 | 98 | 98 | 98 | 98 | 98
701 | SOUTH PLAINS WIND 2 U1 |  | SPLAIN2_WIND21 | FLOYD | WIND-P | PANHANDLE | 2016 | 148.5 | 148.5 | 148.5 | 148.5 | 148.5 | 148.5 | 148.5 | 148.5 | 148.5 | 148.5 | 148.5
702 | SOUTH PLAINS WIND 2 U2 |  | SPLAIN2_WIND22 | FLOYD | WIND-P | PANHANDLE | 2016 | 151.8 | 151.8 | 151.8 | 151.8 | 151.8 | 151.8 | 151.8 | 151.8 | 151.8 | 151.8 | 151.8
703 | SOUTH TRENT WIND |  | STWF_T1 | NOLAN | WIND-O | WEST | 2008 | 101.2 | 98.2 | 98.2 | 98.2 | 98.2 | 98.2 | 98.2 | 98.2 | 98.2 | 98.2 | 98.2
704 | SPINNING SPUR WIND TWO A |  | SSPURTWO_WIND_1 | OLDHAM | WIND-P | PANHANDLE | 2014 | 160.95 | 161 | 161 | 161 | 161 | 161 | 161 | 161 | 161 | 161 | 161
705 | SPINNING SPUR WIND TWO B |  | SSPURTWO_SS3WIND2 | OLDHAM | WIND-P | PANHANDLE | 2015 | 98 | 98 | 98 | 98 | 98 | 98 | 98 | 98 | 98 | 98 | 98
706 | SPINNING SPUR WIND TWO C |  | SSPURTWO_SS3WIND1 | OLDHAM | WIND-P | PANHANDLE | 2015 | 96 | 96 | 96 | 96 | 96 | 96 | 96 | 96 | 96 | 96 | 96
707 | STANTON WIND ENERGY |  | SWEC_G1 | MARTIN | WIND-O | WEST | 2008 | 123.6 | 120 | 120 | 120 | 120 | 120 | 120 | 120 | 120 | 120 | 120
708 | STELLA WIND |  | STELLA_UNIT1 | KENEDY | WIND-C | COASTAL | 2018 | 201 | 201 | 201 | 201 | 201 | 201 | 201 | 201 | 201 | 201 | 201
709 | STEPHENS RANCH WIND 1 |  | SRWE1_UNIT1 | BORDEN | WIND-O | WEST | 2014 | 213.82 | 211.2 | 211.2 | 211.2 | 211.2 | 211.2 | 211.2 | 211.2 | 211.2 | 211.2 | 211.2
710 | STEPHENS RANCH WIND 2 |  | SRWE1_SRWE2 | BORDEN | WIND-O | WEST | 2015 | 166.52 | 164.7 | 164.7 | 164.7 | 164.7 | 164.7 | 164.7 | 164.7 | 164.7 | 164.7 | 164.7
711 | SWEETWATER WIND 1 | 18INR0073 | SWEETWND_WND1 | NOLAN | WIND-O | WEST | 2003 | 37.5 | 42.5 | 42.5 | 42.5 | 42.5 | 42.5 | 42.5 | 42.5 | 42.5 | 42.5 | 42.5
712 | SWEETWATER WIND 2A | 17INR0068 | SWEETWN2_WND24 | NOLAN | WIND-O | WEST | 2006 | 16 | 16.8 | 16.8 | 16.8 | 16.8 | 16.8 | 16.8 | 16.8 | 16.8 | 16.8 | 16.8
713 | SWEETWATER WIND 2B | 17INR0068 | SWEETWN2_WND2 | NOLAN | WIND-O | WEST | 2004 | 105.3 | 110.8 | 110.8 | 110.8 | 110.8 | 110.8 | 110.8 | 110.8 | 110.8 | 110.8 | 110.8
714 | SWEETWATER WIND 3A |  | SWEETWN3_WND3A | NOLAN | WIND-O | WEST | 2011 | 30.78 | 33.6 | 33.6 | 33.6 | 33.6 | 33.6 | 33.6 | 33.6 | 33.6 | 33.6 | 33.6
715 | SWEETWATER WIND 3B |  | SWEETWN3_WND3B | NOLAN | WIND-O | WEST | 2011 | 108.54 | 118.6 | 118.6 | 118.6 | 118.6 | 118.6 | 118.6 | 118.6 | 118.6 | 118.6 | 118.6
716 | SWEETWATER WIND 4-4A |  | SWEETWN4_WND4A | NOLAN | WIND-O | WEST | 2007 | 119 | 125 | 125 | 125 | 125 | 125 | 125 | 125 | 125 | 125 | 125
717 | SWEETWATER WIND 4-4B |  | SWEETWN4_WND4B | NOLAN | WIND-O | WEST | 2007 | 105.8 | 112 | 112 | 112 | 112 | 112 | 112 | 112 | 112 | 112 | 112
718 | SWEETWATER WIND 4-5 |  | SWEETWN5_WND5 | NOLAN | WIND-O | WEST | 2007 | 80.5 | 85 | 85 | 85 | 85 | 85 | 85 | 85 | 85 | 85 | 85
719 | TAHOKA WIND 1 |  | TAHOKA_UNIT_1 | LYNN | WIND-O | WEST | 2019 | 150 | 150 | 150 | 150 | 150 | 150 | 150 | 150 | 150 | 150 | 150
720 | TAHOKA WIND 2 |  | TAHOKA_UNIT_2 | LYNN | WIND-O | WEST | 2019 | 150 | 150 | 150 | 150 | 150 | 150 | 150 | 150 | 150 | 150 | 150
721 | TEXAS BIG SPRING WIND A |  | SGMTN_SIGNALMT | HOWARD | WIND-O | WEST | 1999 | 27.72 | 27.7 | 27.7 | 27.7 | 27.7 | 27.7 | 27.7 | 27.7 | 27.7 | 27.7 | 27.7
722 | TEXAS BIG SPRING WIND B |  | SGMTN_SIGNALM2 | HOWARD | WIND-O | WEST | 1999 | 6.6 | 6.6 | 6.6 | 6.6 | 6.6 | 6.6 | 6.6 | 6.6 | 6.6 | 6.6 | 6.6
723 | TORRECILLAS WIND 1 |  | TORR_UNIT1_25 | WEBB | WIND-O | SOUTH | 2019 | 150 | 150 | 150 | 150 | 150 | 150 | 150 | 150 | 150 | 150 | 150
724 | TORRECILLAS WIND 2 |  | TORR_UNIT2_23 | WEBB | WIND-O | SOUTH | 2019 | 23 | 23 | 23 | 23 | 23 | 23 | 23 | 23 | 23 | 23 | 23
725 | TORRECILLAS WIND 3 |  | TORR_UNIT2_25 | WEBB | WIND-O | SOUTH | 2019 | 127.5 | 127.5 | 127.5 | 127.5 | 127.5 | 127.5 | 127.5 | 127.5 | 127.5 | 127.5 | 127.5
726 | TRENT WIND 1 A | 17INR0069 | TRENT_TRENT | NOLAN | WIND-O | WEST | 2001 | 38.25 | 38.3 | 38.3 | 38.3 | 38.3 | 38.3 | 38.3 | 38.3 | 38.3 | 38.3 | 38.3
727 | TRENT WIND 1 B |  | TRENT_UNIT_1B | NOLAN | WIND-O | WEST | 2018 | 15.59 | 15.6 | 15.6 | 15.6 | 15.6 | 15.6 | 15.6 | 15.6 | 15.6 | 15.6 | 15.6
728 | TRENT WIND 2 |  | TRENT_UNIT_2 | NOLAN | WIND-O | WEST | 2018 | 50.49 | 50.5 | 50.5 | 50.5 | 50.5 | 50.5 | 50.5 | 50.5 | 50.5 | 50.5 | 50.5
729 | TRENT WIND 3 A |  | TRENT_UNIT_3A | NOLAN | WIND-O | WEST | 2018 | 38.25 | 38.3 | 38.3 | 38.3 | 38.3 | 38.3 | 38.3 | 38.3 | 38.3 | 38.3 | 38.3
730 | TRENT WIND 3 B |  | TRENT_UNIT_3B | NOLAN | WIND-O | WEST | 2018 | 13.79 | 13.8 | 13.8 | 13.8 | 13.8 | 13.8 | 13.8 | 13.8 | 13.8 | 13.8 | 13.8
731 | TRINITY HILLS WIND 1 | 20INR0019 | TRINITY_TH1_BUS1 | ARCHER | WIND-O | WEST | 2012 | 103.4 | 103.4 | 103.4 | 103.4 | 103.4 | 103.4 | 103.4 | 103.4 | 103.4 | 103.4 | 103.4
732 | TRINITY HILLS WIND 2 | 20INR0019 | TRINITY_TH1_BUS2 | ARCHER | WIND-O | WEST | 2012 | 94.6 | 94.6 | 94.6 | 94.6 | 94.6 | 94.6 | 94.6 | 94.6 | 94.6 | 94.6 | 94.6
733 | TSTC WEST TEXAS WIND |  | DG_ROSC2_1UNIT | NOLAN | WIND-O | WEST | 2008 | 2 | 2 | 2 | 2 | 2 | 2 | 2 | 2 | 2 | 2 | 2
734 | TURKEY TRACK WIND |  | TTWEC_G1 | NOLAN | WIND-O | WEST | 2008 | 174.6 | 169.5 | 169.5 | 169.5 | 169.5 | 169.5 | 169.5 | 169.5 | 169.5 | 169.5 | 169.5
735 | TYLER BLUFF WIND |  | TYLRWIND_UNIT1 | COOKE | WIND-O | NORTH | 2017 | 125.6 | 125.6 | 125.6 | 125.6 | 125.6 | 125.6 | 125.6 | 125.6 | 125.6 | 125.6 | 125.6
736 | VENADO WIND U1 |  | VENADO_UNIT1 | ZAPATA | WIND-O | SOUTH | 2021 | 105 | 105 | 105 | 105 | 105 | 105 | 105 | 105 | 105 | 105 | 105
737 | VENADO WIND U2 |  | VENADO_UNIT2 | ZAPATA | WIND-O | SOUTH | 2021 | 96.6 | 96.6 | 96.6 | 96.6 | 96.6 | 96.6 | 96.6 | 96.6 | 96.6 | 96.6 | 96.6
738 | VERA WIND 1 |  | VERAWIND_UNIT1 | KNOX | WIND-O | WEST | 2021 | 12 | 12 | 12 | 12 | 12 | 12 | 12 | 12 | 12 | 12 | 12
739 | VERA WIND 2 |  | VERAWIND_UNIT2 | KNOX | WIND-O | WEST | 2021 | 7.2 | 7.2 | 7.2 | 7.2 | 7.2 | 7.2 | 7.2 | 7.2 | 7.2 | 7.2 | 7.2
740 | VERA WIND 3 |  | VERAWIND_UNIT3 | KNOX | WIND-O | WEST | 2021 | 100.8 | 100.8 | 100.8 | 100.8 | 100.8 | 100.8 | 100.8 | 100.8 | 100.8 | 100.8 | 100.8
741 | VERA WIND 4 |  | VERAWIND_UNIT4 | KNOX | WIND-O | WEST | 2021 | 22 | 22 | 22 | 22 | 22 | 22 | 22 | 22 | 22 | 22 | 22
742 | VERA WIND 5 |  | VERAWIND_UNIT5 | KNOX | WIND-O | WEST | 2021 | 100.8 | 100.8 | 100.8 | 100.8 | 100.8 | 100.8 | 100.8 | 100.8 | 100.8 | 100.8 | 100.8
743 | VERTIGO WIND (FORMERLY GREEN PASTURES WIND 2) |  | VERTIGO_WIND_I | BAYLOR | WIND-O | WEST | 2015 | 150 | 150 | 150 | 150 | 150 | 150 | 150 | 150 | 150 | 150 | 150
744 | WAKE WIND 1 |  | WAKEWE_G1 | DICKENS | WIND-P | PANHANDLE | 2016 | 114.91 | 114.9 | 114.9 | 114.9 | 114.9 | 114.9 | 114.9 | 114.9 | 114.9 | 114.9 | 114.9
745 | WAKE WIND 2 |  | WAKEWE_G2 | DICKENS | WIND-P | PANHANDLE | 2016 | 142.35 | 142.3 | 142.3 | 142.3 | 142.3 | 142.3 | 142.3 | 142.3 | 142.3 | 142.3 | 142.3
746 | WEST RAYMOND (EL TRUENO) WIND U1 |  | TRUENO_UNIT1 | WILLACY | WIND-C | COASTAL | 2021 | 116.6 | 116.6 | 116.6 | 116.6 | 116.6 | 116.6 | 116.6 | 116.6 | 116.6 | 116.6 | 116.6
747 | WEST RAYMOND (EL TRUENO) WIND U2 |  | TRUENO_UNIT2 | WILLACY | WIND-C | COASTAL | 2021 | 123.2 | 123.2 | 123.2 | 123.2 | 123.2 | 123.2 | 123.2 | 123.2 | 123.2 | 123.2 | 123.2
748 | WHIRLWIND ENERGY |  | WEC_WECG1 | FLOYD | WIND-P | PANHANDLE | 2007 | 59.8 | 57 | 57 | 57 | 57 | 57 | 57 | 57 | 57 | 57 | 57
749 | WHITETAIL WIND |  | EXGNWTL_WIND_1 | WEBB | WIND-O | SOUTH | 2012 | 92.34 | 92.3 | 92.3 | 92.3 | 92.3 | 92.3 | 92.3 | 92.3 | 92.3 | 92.3 | 92.3
750 | WHITE MESA WIND U1 |  | WHMESA_UNIT1 | CROCKETT | WIND-O | WEST | 2022 | 152.3 | 152.3 | 152.3 | 152.3 | 152.3 | 152.3 | 152.3 | 152.3 | 152.3 | 152.3 | 152.3
751 | WHITE MESA 2 WIND U1 |  | WHMESA_UNIT2_23 | CROCKETT | WIND-O | WEST | 2022 | 13.92 | 13.9 | 13.9 | 13.9 | 13.9 | 13.9 | 13.9 | 13.9 | 13.9 | 13.9 | 13.9
752 | WHITE MESA 2 WIND U2 |  | WHMESA_UNIT2_28 | CROCKETT | WIND-O | WEST | 2022 | 183.3 | 183.3 | 183.3 | 183.3 | 183.3 | 183.3 | 183.3 | 183.3 | 183.3 | 183.3 | 183.3
753 | WHITE MESA 2 WIND U3 |  | WHMESA_UNIT3_23 | CROCKETT | WIND-O | WEST | 2022 | 18.56 | 18.6 | 18.6 | 18.6 | 18.6 | 18.6 | 18.6 | 18.6 | 18.6 | 18.6 | 18.6
754 | WHITE MESA 2 WIND U4 |  | WHMESA_UNIT3_28 | CROCKETT | WIND-O | WEST | 2022 | 132.54 | 132.5 | 132.5 | 132.5 | 132.5 | 132.5 | 132.5 | 132.5 | 132.5 | 132.5 | 132.5
755 | WILLOW SPRINGS WIND A |  | SALVTION_UNIT1 | HASKELL | WIND-O | WEST | 2017 | 125 | 125 | 125 | 125 | 125 | 125 | 125 | 125 | 125 | 125 | 125
756 | WILLOW SPRINGS WIND B |  | SALVTION_UNIT2 | HASKELL | WIND-O | WEST | 2017 | 125 | 125 | 125 | 125 | 125 | 125 | 125 | 125 | 125 | 125 | 125
757 | WILSON RANCH (INFINITY LIVE OAK WIND) |  | WL_RANCH_UNIT1 | SCHLEICHER | WIND-O | WEST | 2020 | 199.5 | 199.5 | 199.5 | 199.5 | 199.5 | 199.5 | 199.5 | 199.5 | 199.5 | 199.5 | 199.5
758 | WINDTHORST 2 WIND |  | WNDTHST2_UNIT1 | ARCHER | WIND-O | WEST | 2014 | 67.62 | 67.6 | 67.6 | 67.6 | 67.6 | 67.6 | 67.6 | 67.6 | 67.6 | 67.6 | 67.6
759 | WKN MOZART WIND |  | MOZART_WIND_1 | KENT | WIND-O | WEST | 2012 | 30 | 30 | 30 | 30 | 30 | 30 | 30 | 30 | 30 | 30 | 30
760 | WOLF RIDGE WIND | 21INR0511 | WHTTAIL_WR1 | COOKE | WIND-O | NORTH | 2008 | 112.5 | 112.5 | 112.5 | 112.5 | 112.5 | 112.5 | 112.5 | 112.5 | 112.5 | 112.5 | 112.5
761 | Operational Capacity Total (Wind) | [6 empty] | 30920.2 | 30862.7 | 30862.7 | 30862.7 | 30862.7 | 30862.7 | 30862.7 | 30862.7 | 30862.7 | 30862.7 | 30862.7
762
763 | Operational Wind Capacity Sub-total (Coastal Counties) |  | WIND_OPERATIONAL_C |  |  |  |  | 4871.27 | 4865.1 | 4865.1 | 4865.1 | 4865.1 | 4865.1 | 4865.1 | 4865.1 | 4865.1 | 4865.1 | 4865.1
764 | Wind Peak Average Capacity Percentage (Coastal) |  | WIND_PEAK_PCT_C | % |  |  |  | 100 | 46 | 46 | 46 | 46 | 46 | 46 | 46 | 46 | 46 | 46
765
766 | Operational Wind Capacity Sub-total (Panhandle Counties) |  | WIND_OPERATIONAL_P |  |  |  |  | 4410.43 | 4407.7 | 4407.7 | 4407.7 | 4407.7 | 4407.7 | 4407.7 | 4407.7 | 4407.7 | 4407.7 | 4407.7
767 | Wind Peak Average Capacity Percentage (Panhandle) |  | WIND_PEAK_PCT_P | % |  |  |  | 100 | 34 | 34 | 34 | 34 | 34 | 34 | 34 | 34 | 34 | 34
768
769 | Operational Wind Capacity Sub-total (Other Counties) |  | WIND_OPERATIONAL_O |  |  |  |  | 21638.5 | 21589.9 | 21589.9 | 21589.9 | 21589.9 | 21589.9 | 21589.9 | 21589.9 | 21589.9 | 21589.9 | 21589.9
770 | Wind Peak Average Capacity Percentage (Other) |  | WIND_PEAK_PCT_O | % |  |  |  | 100 | 19 | 19 | 19 | 19 | 19 | 19 | 19 | 19 | 19 | 19
771
772 | Operational Resources (Wind) - Synchronized but not Approved for Commercial Operations
773 | ANCHOR WIND I | 21INR0387 | ANCHOR_WIND2 | CALLAHAN | WIND-O | WEST | 2022 | 98.9 | 98.9 | 98.9 | 98.9 | 98.9 | 98.9 | 98.9 | 98.9 | 98.9 | 98.9 | 98.9
774 | ANCHOR WIND II A | 21INR0539 | ANCHOR_WIND3 | CALLAHAN | WIND-O | WEST | 2022 | 90 | 90 | 90 | 90 | 90 | 90 | 90 | 90 | 90 | 90 | 90
775 | ANCHOR WIND II B | 21INR0539 | ANCHOR_WIND4 | CALLAHAN | WIND-O | WEST | 2022 | 38.7 | 38.7 | 38.7 | 38.7 | 38.7 | 38.7 | 38.7 | 38.7 | 38.7 | 38.7 | 38.7
776 | ANCHOR WIND IV | 22INR0562 | ANCHOR_WIND5 | CALLAHAN | WIND-O | WEST | 2022 | 19.3 | 19.3 | 19.3 | 19.3 | 19.3 | 19.3 | 19.3 | 19.3 | 19.3 | 19.3 | 19.3
777 | APOGEE WIND U1 | 21INR0467 | APOGEE_UNIT1 | THROCKMORTON | WIND-O | WEST | 2022 | 25 | 25 | 25 | 25 | 25 | 25 | 25 | 25 | 25 | 25 | 25
778 | APOGEE WIND U2 | 21INR0467 | APOGEE_UNIT2 | THROCKMORTON | WIND-O | WEST | 2022 | 14 | 14 | 14 | 14 | 14 | 14 | 14 | 14 | 14 | 14 | 14
779 | APOGEE WIND U3 | 21INR0467 | APOGEE_UNIT3 | THROCKMORTON | WIND-O | WEST | 2022 | 30.2 | 30.2 | 30.2 | 30.2 | 30.2 | 30.2 | 30.2 | 30.2 | 30.2 | 30.2 | 30.2
780 | APOGEE WIND U4 | 21INR0467 | APOGEE_UNIT4 | THROCKMORTON | WIND-O | WEST | 2022 | 115 | 115 | 115 | 115 | 115 | 115 | 115 | 115 | 115 | 115 | 115
781 | APOGEE WIND U5 | 21INR0467 | APOGEE_UNIT5 | THROCKMORTON | WIND-O | WEST | 2022 | 110 | 110 | 110 | 110 | 110 | 110 | 110 | 110 | 110 | 110 | 110
782 | APOGEE WIND U6 | 21INR0467 | APOGEE_UNIT6 | THROCKMORTON | WIND-O | WEST | 2022 | 24 | 24 | 24 | 24 | 24 | 24 | 24 | 24 | 24 | 24 | 24
783 | APOGEE WIND U7 | 21INR0467 | APOGEE_UNIT7 | THROCKMORTON | WIND-O | WEST | 2022 | 75 | 75 | 75 | 75 | 75 | 75 | 75 | 75 | 75 | 75 | 75
784 | AQUILLA LAKE WIND U1 | 19INR0145 | AQUILLA_U1_23 | HILL | WIND-O | NORTH | 2022 | 13.9 | 13.9 | 13.9 | 13.9 | 13.9 | 13.9 | 13.9 | 13.9 | 13.9 | 13.9 | 13.9
785 | AQUILLA LAKE WIND U2 | 19INR0145 | AQUILLA_U1_28 | HILL | WIND-O | NORTH | 2022 | 135.4 | 135.4 | 135.4 | 135.4 | 135.4 | 135.4 | 135.4 | 135.4 | 135.4 | 135.4 | 135.4
786 | AQUILLA LAKE 2 WIND U1 | 20INR0256 | AQUILLA_U2_23 | HILL | WIND-O | NORTH | 2022 | 7 | 7 | 7 | 7 | 7 | 7 | 7 | 7 | 7 | 7 | 7
787 | AQUILLA LAKE 2 WIND U2 | 20INR0256 | AQUILLA_U2_28 | HILL | WIND-O | NORTH | 2022 | 143.8 | 143.8 | 143.8 | 143.8 | 143.8 | 143.8 | 143.8 | 143.8 | 143.8 | 143.8 | 143.8
788 | BAIRD NORTH WIND U1 | 20INR0083 | BAIRDWND_UNIT1 | CALLAHAN | WIND-O | WEST | 2022 | 195 | 195 | 195 | 195 | 195 | 195 | 195 | 195 | 195 | 195 | 195
789 | BAIRD NORTH WIND U2 | 20INR0083 | BAIRDWND_UNIT2 | CALLAHAN | WIND-O | WEST | 2022 | 145 | 145 | 145 | 145 | 145 | 145 | 145 | 145 | 145 | 145 | 145
790 | BLACKJACK CREEK WIND U1 | 20INR0068 | BLACKJAK_UNIT1 | BEE | WIND-O | SOUTH | 2022 | 120 | 120 | 120 | 120 | 120 | 120 | 120 | 120 | 120 | 120 | 120
791 | BLACKJACK CREEK WIND U2 | 20INR0068 | BLACKJAK_UNIT2 | BEE | WIND-O | SOUTH | 2022 | 120 | 120 | 120 | 120 | 120 | 120 | 120 | 120 | 120 | 120 | 120
792 | BOARD CREEK WP U1 | 21INR0324 | BOARDCRK_UNIT1 | NAVARRO | WIND-O | NORTH | 2022 | 108.8 | 108.8 | 108.8 | 108.8 | 108.8 | 108.8 | 108.8 | 108.8 | 108.8 | 108.8 | 108.8
793 | BOARD CREEK WP U2 | 21INR0324 | BOARDCRK_UNIT2 | NAVARRO | WIND-O | NORTH | 2022 | 190.4 | 190.4 | 190.4 | 190.4 | 190.4 | 190.4 | 190.4 | 190.4 | 190.4 | 190.4 | 190.4
794 | COYOTE WIND U1 | 17INR0027b | COYOTE_W_UNIT1 | SCURRY | WIND-O | WEST | 2022 | 90 | 90 | 90 | 90 | 90 | 90 | 90 | 90 | 90 | 90 | 90
795 | COYOTE WIND U2 | 17INR0027b | COYOTE_W_UNIT2 | SCURRY | WIND-O | WEST | 2022 | 26.6 | 26.6 | 26.6 | 26.6 | 26.6 | 26.6 | 26.6 | 26.6 | 26.6 | 26.6 | 26.6
796 | COYOTE WIND U3 | 17INR0027b | COYOTE_W_UNIT3 | SCURRY | WIND-O | WEST | 2022 | 126 | 126 | 126 | 126 | 126 | 126 | 126 | 126 | 126 | 126 | 126
797 | FOXTROT WIND U1 | 20INR0129 | FOXTROT_UNIT1 | BEE | WIND-O | SOUTH | 2022 | 130.2 | 130.2 | 130.2 | 130.2 | 130.2 | 130.2 | 130.2 | 130.2 | 130.2 | 130.2 | 130.2
798 | FOXTROT WIND U2 | 20INR0129 | FOXTROT_UNIT2 | BEE | WIND-O | SOUTH | 2022 | 84 | 84 | 84 | 84 | 84 | 84 | 84 | 84 | 84 | 84 | 84
799 | FOXTROT WIND U3 | 20INR0129 | FOXTROT_UNIT3 | BEE | WIND-O | SOUTH | 2022 | 54 | 54 | 54 | 54 | 54 | 54 | 54 | 54 | 54 | 54 | 54
800 | HARALD (BEARKAT WIND B) | 15INR0064b | HARALD_UNIT1 | GLASSCOCK | WIND-O | WEST | 2022 | 162.1 | 162.1 | 162.1 | 162.1 | 162.1 | 162.1 | 162.1 | 162.1 | 162.1 | 162.1 | 162.1
801 | LAS MAJADAS WIND U1 | 17INR0035 | LMAJADAS_UNIT1 | WILLACY | WIND-C | COASTAL | 2022 | 110 | 110 | 110 | 110 | 110 | 110 | 110 | 110 | 110 | 110 | 110
802 | LAS MAJADAS WIND U2 | 17INR0035 | LMAJADAS_UNIT2 | WILLACY | WIND-C | COASTAL | 2022 | 24 | 24 | 24 | 24 | 24 | 24 | 24 | 24 | 24 | 24 | 24
803 | LAS MAJADAS WIND U3 | 17INR0035 | LMAJADAS_UNIT3 | WILLACY | WIND-C | COASTAL | 2022 | 138.6 | 138.6 | 138.6 | 138.6 | 138.6 | 138.6 | 138.6 | 138.6 | 138.6 | 138.6 | 138.6
804 | MARYNEAL WINDPOWER | 18INR0031 | MARYNEAL_UNIT1 | NOLAN | WIND-O | WEST | 2022 | 182.4 | 182.4 | 182.4 | 182.4 | 182.4 | 182.4 | 182.4 | 182.4 | 182.4 | 182.4 | 182.4
805 | MESTENO WIND | 16INR0081 | MESTENO_UNIT_1 | STARR | WIND-O | SOUTH | 2022 | 201.6 | 201.6 | 201.6 | 201.6 | 201.6 | 201.6 | 201.6 | 201.6 | 201.6 | 201.6 | 201.6
806 | PRAIRIE HILL WIND U1 | 19INR0100 | PHILLWND_UNIT1 | LIMESTONE | WIND-O | NORTH | 2022 | 153 | 153 | 153 | 153 | 153 | 153 | 153 | 153 | 153 | 153 | 153
807 | PRAIRIE HILL WIND U2 | 19INR0100 | PHILLWND_UNIT2 | LIMESTONE | WIND-O | NORTH | 2022 | 147 | 147 | 147 | 147 | 147 | 147 | 147 | 147 | 147 | 147 | 147
808 | PRIDDY WIND U1 | 16INR0085 | PRIDDY_UNIT1 | MILLS | WIND-O | NORTH | 2022 | 187.2 | 187.2 | 187.2 | 187.2 | 187.2 | 187.2 | 187.2 | 187.2 | 187.2 | 187.2 | 187.2
809 | PRIDDY WIND U2 | 16INR0085 | PRIDDY_UNIT2 | MILLS | WIND-O | NORTH | 2022 | 115.2 | 115.2 | 115.2 | 115.2 | 115.2 | 115.2 | 115.2 | 115.2 | 115.2 | 115.2 | 115.2
810 | TG EAST WIND U1 | 19INR0052 | TRUSGILL_UNIT1 | KNOX | WIND-O | WEST | 2022 | 42 | 42 | 42 | 42 | 42 | 42 | 42 | 42 | 42 | 42 | 42
811 | TG EAST WIND U2 | 19INR0052 | TRUSGILL_UNIT2 | KNOX | WIND-O | WEST | 2022 | 44.8 | 44.8 | 44.8 | 44.8 | 44.8 | 44.8 | 44.8 | 44.8 | 44.8 | 44.8 | 44.8
812 | TG EAST WIND U3 | 19INR0052 | TRUSGILL_UNIT3 | KNOX | WIND-O | WEST | 2022 | 42 | 42 | 42 | 42 | 42 | 42 | 42 | 42 | 42 | 42 | 42
813 | TG EAST WIND U4 | 19INR0052 | TRUSGILL_UNIT4 | KNOX | WIND-O | WEST | 2022 | 207.2 | 207.2 | 207.2 | 207.2 | 207.2 | 207.2 | 207.2 | 207.2 | 207.2 | 207.2 | 207.2
814 | VORTEX WIND U1 | 20INR0120 | VORTEX_WIND1 | THROCKMORTON | WIND-O | WEST | 2022 | 153.6 | 153.6 | 153.6 | 153.6 | 153.6 | 153.6 | 153.6 | 153.6 | 153.6 | 153.6 | 153.6
815 | VORTEX WIND U2 | 20INR0120 | VORTEX_WIND2 | THROCKMORTON | WIND-O | WEST | 2022 | 24.2 | 24.2 | 24.2 | 24.2 | 24.2 | 24.2 | 24.2 | 24.2 | 24.2 | 24.2 | 24.2
816 | VORTEX WIND U3 | 20INR0120 | VORTEX_WIND3 | THROCKMORTON | WIND-O | WEST | 2022 | 158.4 | 158.4 | 158.4 | 158.4 | 158.4 | 158.4 | 158.4 | 158.4 | 158.4 | 158.4 | 158.4
817 | VORTEX WIND U4 | 20INR0120 | VORTEX_WIND4 | THROCKMORTON | WIND-O | WEST | 2022 | 14 | 14 | 14 | 14 | 14 | 14 | 14 | 14 | 14 | 14 | 14
818 | WHITEHORSE WIND U1 | 19INR0080 | WH_WIND_UNIT1 | FISHER | WIND-O | WEST | 2023 | 209.4 | 209.4 | 209.4 | 209.4 | 209.4 | 209.4 | 209.4 | 209.4 | 209.4 | 209.4 | 209.4
819 | WHITEHORSE WIND U2 | 19INR0080 | WH_WIND_UNIT2 | FISHER | WIND-O | WEST | 2023 | 209.5 | 209.5 | 209.5 | 209.5 | 209.5 | 209.5 | 209.5 | 209.5 | 209.5 | 209.5 | 209.5
820 | WILDWIND U1 | 20INR0033 | WILDWIND_UNIT1 | COOKE | WIND-O | NORTH | 2022 | 18.38 | 18.4 | 18.4 | 18.4 | 18.4 | 18.4 | 18.4 | 18.4 | 18.4 | 18.4 | 18.4
821 | WILDWIND U2 | 20INR0033 | WILDWIND_UNIT2 | COOKE | WIND-O | NORTH | 2022 | 48 | 48 | 48 | 48 | 48 | 48 | 48 | 48 | 48 | 48 | 48
822 | WILDWIND U3 | 20INR0033 | WILDWIND_UNIT3 | COOKE | WIND-O | NORTH | 2022 | 6.3 | 6.3 | 6.3 | 6.3 | 6.3 | 6.3 | 6.3 | 6.3 | 6.3 | 6.3 | 6.3
823 | WILDWIND U4 | 20INR0033 | WILDWIND_UNIT4 | COOKE | WIND-O | NORTH | 2022 | 54.6 | 54.6 | 54.6 | 54.6 | 54.6 | 54.6 | 54.6 | 54.6 | 54.6 | 54.6 | 54.6
824 | WILDWIND U5 | 20INR0033 | WILDWIND_UNIT5 | COOKE | WIND-O | NORTH | 2022 | 52.8 | 52.8 | 52.8 | 52.8 | 52.8 | 52.8 | 52.8 | 52.8 | 52.8 | 52.8 | 52.8
825 | Operational Capacity - Synchronized but not Approved for Commercial Operations Total (Wind) | [6 empty] | 5036.48 | 5036.5 | 5036.5 | 5036.5 | 5036.5 | 5036.5 | 5036.5 | 5036.5 | 5036.5 | 5036.5 | 5036.5
826
827 | Operational Wind Capacity Synchronized but not Approved for Commercial Operations Sub-total (Coastal Counties) |  | WIND_SYNCHRONIZED_C |  |  |  |  | 272.6 | 272.6 | 272.6 | 272.6 | 272.6 | 272.6 | 272.6 | 272.6 | 272.6 | 272.6 | 272.6
828 | Wind Peak Average Capacity Percentage (Coastal) |  | WIND_SYNC_PEAK_PCT_C | % |  |  |  | 100 | 46 | 46 | 46 | 46 | 46 | 46 | 46 | 46 | 46 | 46
829
830 | Operational Wind Capacity Synchronized but not Approved for Commercial Operations Sub-total (Panhandle Counties) |  | WIND_SYNCHRONIZED_P |  |  |  |  | 0 | 0 | 0 | 0 | 0 | 0 | 0 | 0 | 0 | 0 | 0
831 | Wind Peak Average Capacity Percentage (Panhandle) |  | WIND_SYNC_PEAK_PCT_P | % |  |  |  | 100 | 34 | 34 | 34 | 34 | 34 | 34 | 34 | 34 | 34 | 34
832
833 | Operational Wind Capacity Synchronized but not Approved for Commercial Operations Sub-total (Other Counties) |  | WIND_SYNCHRONIZED_O |  |  |  |  | 4763.88 | 4763.9 | 4763.9 | 4763.9 | 4763.9 | 4763.9 | 4763.9 | 4763.9 | 4763.9 | 4763.9 | 4763.9
834 | Wind Peak Average Capacity Percentage (Other) |  | WIND_SYNC_PEAK_PCT_O | % |  |  |  | 100 | 19 | 19 | 19 | 19 | 19 | 19 | 19 | 19 | 19 | 19
835
836 | Operational Resources (Solar)
837 | ACACIA SOLAR |  | ACACIA_UNIT_1 | PRESIDIO | SOLAR | WEST | 2012 | 10 | 10 | 10 | 10 | 10 | 10 | 10 | 10 | 10 | 10 | 10
838 | ALEXIS SOLAR |  | DG_ALEXIS_ALEXIS | BROOKS | SOLAR | SOUTH | 2019 | 10 | 10 | 10 | 10 | 10 | 10 | 10 | 10 | 10 | 10 | 10
839 | ANSON SOLAR U1 |  | ANSON1_UNIT1 | JONES | SOLAR | WEST | 2022 | 100.8 | 100 | 100 | 100 | 100 | 100 | 100 | 100 | 100 | 100 | 100
840 | ANSON SOLAR U2 |  | ANSON1_UNIT2 | JONES | SOLAR | WEST | 2022 | 100.8 | 100 | 100 | 100 | 100 | 100 | 100 | 100 | 100 | 100 | 100
841 | ARAGORN SOLAR |  | ARAGORN_UNIT1 | CULBERSON | SOLAR | WEST | 2021 | 188.2 | 185 | 185 | 185 | 185 | 185 | 185 | 185 | 185 | 185 | 185
842 | AZURE SKY SOLAR U1 |  | AZURE_SOLAR1 | HASKELL | SOLAR | WEST | 2021 | 74.9 | 74.9 | 74.9 | 74.9 | 74.9 | 74.9 | 74.9 | 74.9 | 74.9 | 74.9 | 74.9
843 | AZURE SKY SOLAR U2 |  | AZURE_SOLAR2 | HASKELL | SOLAR | WEST | 2021 | 153.5 | 153.5 | 153.5 | 153.5 | 153.5 | 153.5 | 153.5 | 153.5 | 153.5 | 153.5 | 153.5
844 | BECK 1 |  | DG_CECSOLAR_DG_BECK1 | BEXAR | SOLAR | SOUTH | 2016 | 1 | 1 | 1 | 1 | 1 | 1 | 1 | 1 | 1 | 1 | 1
845 | BHE SOLAR PEARL PROJECT (SIRIUS 2) |  | SIRIUS_UNIT2 | PECOS | SOLAR | WEST | 2017 | 50 | 49.1 | 49.1 | 49.1 | 49.1 | 49.1 | 49.1 | 49.1 | 49.1 | 49.1 | 49.1
846 | BLUE WING 1 SOLAR |  | DG_BROOK_1UNIT | BEXAR | SOLAR | SOUTH | 2010 | 7.6 | 7.6 | 7.6 | 7.6 | 7.6 | 7.6 | 7.6 | 7.6 | 7.6 | 7.6 | 7.6
847 | BLUE WING 2 SOLAR |  | DG_ELMEN_1UNIT | BEXAR | SOLAR | SOUTH | 2010 | 7.3 | 7.3 | 7.3 | 7.3 | 7.3 | 7.3 | 7.3 | 7.3 | 7.3 | 7.3 | 7.3
848 | BLUEBELL SOLAR (CAPRICORN RIDGE SOLAR) |  | CAPRIDG4_BB_PV | STERLING | SOLAR | WEST | 2019 | 30 | 30 | 30 | 30 | 30 | 30 | 30 | 30 | 30 | 30 | 30
849 | BLUEBELL SOLAR II 1 (CAPRICORN RIDGE 4) |  | CAPRIDG4_BB2_PV1 | STERLING | SOLAR | WEST | 2021 | 100 | 100 | 100 | 100 | 100 | 100 | 100 | 100 | 100 | 100 | 100
850 | BLUEBELL SOLAR II 2 (CAPRICORN RIDGE 4) |  | CAPRIDG4_BB2_PV2 | STERLING | SOLAR | WEST | 2021 | 15 | 15 | 15 | 15 | 15 | 15 | 15 | 15 | 15 | 15 | 15
851 | BNB LAMESA SOLAR (PHASE I) |  | LMESASLR_UNIT1 | DAWSON | SOLAR | WEST | 2018 | 101.6 | 101.6 | 101.6 | 101.6 | 101.6 | 101.6 | 101.6 | 101.6 | 101.6 | 101.6 | 101.6
852 | BNB LAMESA SOLAR (PHASE II) |  | LMESASLR_IVORY | DAWSON | SOLAR | WEST | 2018 | 50 | 50 | 50 | 50 | 50 | 50 | 50 | 50 | 50 | 50 | 50
853 | BOVINE SOLAR LLC |  | DG_BOVINE_BOVINE | AUSTIN | SOLAR | SOUTH | 2018 | 5 | 5 | 5 | 5 | 5 | 5 | 5 | 5 | 5 | 5 | 5
854 | BOVINE SOLAR LLC |  | DG_BOVINE2_BOVINE2 | AUSTIN | SOLAR | SOUTH | 2018 | 5 | 5 | 5 | 5 | 5 | 5 | 5 | 5 | 5 | 5 | 5
855 | BRIGHTSIDE SOLAR |  | BRIGHTSD_UNIT1 | BEE | SOLAR | SOUTH | 2022 | 53.4 | 50 | 50 | 50 | 50 | 50 | 50 | 50 | 50 | 50 | 50
856 | BRONSON SOLAR I |  | DG_BRNSN_BRNSN | FORT BEND | SOLAR | HOUSTON | 2018 | 5 | 5 | 5 | 5 | 5 | 5 | 5 | 5 | 5 | 5 | 5
857 | BRONSON SOLAR II |  | DG_BRNSN2_BRNSN2 | FORT BEND | SOLAR | HOUSTON | 2018 | 5 | 5 | 5 | 5 | 5 | 5 | 5 | 5 | 5 | 5 | 5
858 | CASCADE SOLAR I |  | DG_CASCADE_CASCADE | WHARTON | SOLAR | SOUTH | 2018 | 5 | 5 | 5 | 5 | 5 | 5 | 5 | 5 | 5 | 5 | 5
859 | CASCADE SOLAR II |  | DG_CASCADE2_CASCADE2 | WHARTON | SOLAR | SOUTH | 2018 | 5 | 5 | 5 | 5 | 5 | 5 | 5 | 5 | 5 | 5 | 5
860 | CASTLE GAP SOLAR |  | CASL_GAP_UNIT1 | UPTON | SOLAR | WEST | 2018 | 180 | 180 | 180 | 180 | 180 | 180 | 180 | 180 | 180 | 180 | 180
861 | CATAN SOLAR |  | DG_CS10_CATAN | KARNES | SOLAR | SOUTH | 2020 | 10 | 10 | 10 | 10 | 10 | 10 | 10 | 10 | 10 | 10 | 10
862 | CHISUM SOLAR |  | DG_CHISUM_CHISUM | LAMAR | SOLAR | NORTH | 2018 | 10 | 10 | 10 | 10 | 10 | 10 | 10 | 10 | 10 | 10 | 10
863 | COMMERCE_SOLAR |  | DG_ X443PV1_SWRI_PV1 | BEXAR | SOLAR | SOUTH | 2019 | 5 | 5 | 5 | 5 | 5 | 5 | 5 | 5 | 5 | 5 | 5
864 | CONIGLIO SOLAR |  | CONIGLIO_UNIT1 | FANNIN | SOLAR | NORTH | 2021 | 125.7 | 125.7 | 125.7 | 125.7 | 125.7 | 125.7 | 125.7 | 125.7 | 125.7 | 125.7 | 125.7
865 | CORAZON SOLAR PHASE I |  | CORAZON_UNIT1 | WEBB | SOLAR | SOUTH | 2021 | 202.6 | 202.6 | 202.6 | 202.6 | 202.6 | 202.6 | 202.6 | 202.6 | 202.6 | 202.6 | 202.6
866 | EAST BLACKLAND SOLAR (PFLUGERVILLE SOLAR) |  | E_BLACK_UNIT_1 | TRAVIS | SOLAR | SOUTH | 2021 | 144 | 144 | 144 | 144 | 144 | 144 | 144 | 144 | 144 | 144 | 144
867 | EDDY SOLAR II |  | DG_EDDYII_EDDYII | MCLENNAN | SOLAR | NORTH | 2018 | 10 | 10 | 10 | 10 | 10 | 10 | 10 | 10 | 10 | 10 | 10
868 | ELARA SOLAR |  | ELARA_SL_UNIT1 | FRIO | SOLAR | SOUTH | 2022 | 132.4 | 132.4 | 132.4 | 132.4 | 132.4 | 132.4 | 132.4 | 132.4 | 132.4 | 132.4 | 132.4
869 | EUNICE SOLAR U1 |  | EUNICE_PV1 | ANDREWS | SOLAR | WEST | 2021 | 189.6 | 189.6 | 189.6 | 189.6 | 189.6 | 189.6 | 189.6 | 189.6 | 189.6 | 189.6 | 189.6
870 | EUNICE SOLAR U2 |  | EUNICE_PV2 | ANDREWS | SOLAR | WEST | 2021 | 237.1 | 237.1 | 237.1 | 237.1 | 237.1 | 237.1 | 237.1 | 237.1 | 237.1 | 237.1 | 237.1
871 | FIFTH GENERATION SOLAR 1 |  | DG_FIFTHGS1_FGSOLAR1 | TRAVIS | SOLAR | SOUTH | 2016 | 1.6 | 1.6 | 1.6 | 1.6 | 1.6 | 1.6 | 1.6 | 1.6 | 1.6 | 1.6 | 1.6
872 | FOWLER RANCH |  | FWLR_SLR_UNIT1 | CRANE | SOLAR | WEST | 2020 | 152.5 | 150 | 150 | 150 | 150 | 150 | 150 | 150 | 150 | 150 | 150
873 | FS BARILLA SOLAR-PECOS |  | HOVEY_UNIT1 | PECOS | SOLAR | WEST | 2015 | 22 | 22 | 22 | 22 | 22 | 22 | 22 | 22 | 22 | 22 | 22
874 | FS EAST PECOS SOLAR |  | BOOTLEG_UNIT1 | PECOS | SOLAR | WEST | 2017 | 126 | 121.1 | 121.1 | 121.1 | 121.1 | 121.1 | 121.1 | 121.1 | 121.1 | 121.1 | 121.1
875 | GALLOWAY 1 SOLAR |  | GALLOWAY_SOLAR1 | CONCHO | SOLAR | WEST | 2021 | 250 | 250 | 250 | 250 | 250 | 250 | 250 | 250 | 250 | 250 | 250
876 | GREASEWOOD SOLAR 1 |  | GREASWOD_UNIT1 | PECOS | SOLAR | WEST | 2021 | 126.3 | 124.6 | 124.6 | 124.6 | 124.6 | 124.6 | 124.6 | 124.6 | 124.6 | 124.6 | 124.6
877 | GREASEWOOD SOLAR 2 |  | GREASWOD_UNIT2 | PECOS | SOLAR | WEST | 2021 | 132.2 | 130.4 | 130.4 | 130.4 | 130.4 | 130.4 | 130.4 | 130.4 | 130.4 | 130.4 | 130.4
878 | GRIFFIN SOLAR |  | DG_GRIFFIN_GRIFFIN | MCLENNAN | SOLAR | NORTH | 2019 | 5 | 5 | 5 | 5 | 5 | 5 | 5 | 5 | 5 | 5 | 5
879 | HIGHWAY 56 |  | DG_HWY56_HWY56 | GRAYSON | SOLAR | NORTH | 2017 | 5.3 | 5.3 | 5.3 | 5.3 | 5.3 | 5.3 | 5.3 | 5.3 | 5.3 | 5.3 | 5.3
880 | HM SEALY SOLAR 1 |  | DG_SEALY_1UNIT | AUSTIN | SOLAR | SOUTH | 2015 | 1.6 | 1.6 | 1.6 | 1.6 | 1.6 | 1.6 | 1.6 | 1.6 | 1.6 | 1.6 | 1.6
881 | HOLSTEIN SOLAR 1 |  | HOLSTEIN_SOLAR1 | NOLAN | SOLAR | WEST | 2020 | 102.2 | 102.2 | 102.2 | 102.2 | 102.2 | 102.2 | 102.2 | 102.2 | 102.2 | 102.2 | 102.2
882 | HOLSTEIN SOLAR 2 |  | HOLSTEIN_SOLAR2 | NOLAN | SOLAR | WEST | 2020 | 102.3 | 102.3 | 102.3 | 102.3 | 102.3 | 102.3 | 102.3 | 102.3 | 102.3 | 102.3 | 102.3
883 | IMPACT SOLAR |  | IMPACT_UNIT1 | LAMAR | SOLAR | NORTH | 2021 | 198.5 | 198.5 | 198.5 | 198.5 | 198.5 | 198.5 | 198.5 | 198.5 | 198.5 | 198.5 | 198.5
884 | JUNO SOLAR PHASE I |  | JUNO_UNIT1 | BORDEN | SOLAR | WEST | 2021 | 162.1 | 162.1 | 162.1 | 162.1 | 162.1 | 162.1 | 162.1 | 162.1 | 162.1 | 162.1 | 162.1
885 | JUNO SOLAR PHASE II |  | JUNO_UNIT2 | BORDEN | SOLAR | WEST | 2021 | 143.5 | 143.5 | 143.5 | 143.5 | 143.5 | 143.5 | 143.5 | 143.5 | 143.5 | 143.5 | 143.5
886 | KELLAM SOLAR |  | KELAM_SL_UNIT1 | VAN ZANDT | SOLAR | NORTH | 2020 | 59.8 | 59.8 | 59.8 | 59.8 | 59.8 | 59.8 | 59.8 | 59.8 | 59.8 | 59.8 | 59.8
887 | LAMPWICK SOLAR |  | DG_LAMPWICK_LAMPWICK | MENARD | SOLAR | WEST | 2019 | 7.5 | 7.5 | 7.5 | 7.5 | 7.5 | 7.5 | 7.5 | 7.5 | 7.5 | 7.5 | 7.5
888 | LAPETUS SOLAR |  | LAPETUS_UNIT_1 | ANDREWS | SOLAR | WEST | 2020 | 100.7 | 100.7 | 100.7 | 100.7 | 100.7 | 100.7 | 100.7 | 100.7 | 100.7 | 100.7 | 100.7
889 | LEON |  | DG_LEON_LEON | HUNT | SOLAR | NORTH | 2017 | 10 | 10 | 10 | 10 | 10 | 10 | 10 | 10 | 10 | 10 | 10
890 | LILY SOLAR |  | LILY_SOLAR1 | KAUFMAN | SOLAR | NORTH | 2021 | 147.6 | 147.6 | 147.6 | 147.6 | 147.6 | 147.6 | 147.6 | 147.6 | 147.6 | 147.6 | 147.6
891 | LONG DRAW SOLAR U1 |  | LGDRAW_S_UNIT1_1 | BORDEN | SOLAR | WEST | 2021 | 98.5 | 98.5 | 98.5 | 98.5 | 98.5 | 98.5 | 98.5 | 98.5 | 98.5 | 98.5 | 98.5
892 | LONG DRAW SOLAR U2 |  | LGDRAW_S_UNIT1_2 | BORDEN | SOLAR | WEST | 2021 | 128.3 | 128.3 | 128.3 | 128.3 | 128.3 | 128.3 | 128.3 | 128.3 | 128.3 | 128.3 | 128.3
893 | MARLIN |  | DG_MARLIN_MARLIN | FALLS | SOLAR | NORTH | 2017 | 5.3 | 5.3 | 5.3 | 5.3 | 5.3 | 5.3 | 5.3 | 5.3 | 5.3 | 5.3 | 5.3
894 | MARS SOLAR (DG) |  | DG_MARS_MARS | WEBB | SOLAR | SOUTH | 2019 | 10 | 10 | 10 | 10 | 10 | 10 | 10 | 10 | 10 | 10 | 10
895 | MISAE SOLAR U1 |  | MISAE_UNIT1 | CHILDRESS | SOLAR | PANHANDLE | 2021 | 121.4 | 121.4 | 121.4 | 121.4 | 121.4 | 121.4 | 121.4 | 121.4 | 121.4 | 121.4 | 121.4
896 | MISAE SOLAR U2 |  | MISAE_UNIT2 | CHILDRESS | SOLAR | PANHANDLE | 2021 | 118.6 | 118.6 | 118.6 | 118.6 | 118.6 | 118.6 | 118.6 | 118.6 | 118.6 | 118.6 | 118.6
897 | NEBULA SOLAR (RAYOS DEL SOL) U1 |  | NEBULA_UNIT1 | CAMERON | SOLAR | COASTAL | 2022 | 137.5 | 137.5 | 137.5 | 137.5 | 137.5 | 137.5 | 137.5 | 137.5 | 137.5 | 137.5 | 137.5
898 | NOBLE SOLAR U1 |  | NOBLESLR_SOLAR1 | DENTON | SOLAR | NORTH | 2022 | 148.8 | 146.7 | 146.7 | 146.7 | 146.7 | 146.7 | 146.7 | 146.7 | 146.7 | 146.7 | 146.7
899 | NOBLE SOLAR U2 |  | NOBLESLR_SOLAR2 | DENTON | SOLAR | NORTH | 2022 | 130.2 | 128.3 | 128.3 | 128.3 | 128.3 | 128.3 | 128.3 | 128.3 | 128.3 | 128.3 | 128.3
900 | NORTH GAINESVILLE |  | DG_NGNSVL_NGAINESV | COOKE | SOLAR | NORTH | 2017 | 5.2 | 5.2 | 5.2 | 5.2 | 5.2 | 5.2 | 5.2 | 5.2 | 5.2 | 5.2 | 5.2
901 | OBERON SOLAR |  | OBERON_UNIT_1 | ECTOR | SOLAR | WEST | 2020 | 180 | 180 | 180 | 180 | 180 | 180 | 180 | 180 | 180 | 180 | 180
902 | OCI ALAMO 1 SOLAR |  | OCI_ALM1_UNIT1 | BEXAR | SOLAR | SOUTH | 2013 | 39.18 | 39.2 | 39.2 | 39.2 | 39.2 | 39.2 | 39.2 | 39.2 | 39.2 | 39.2 | 39.2
903 | OCI ALAMO 2 SOLAR-ST. HEDWIG |  | DG_STHWG_UNIT1 | BEXAR | SOLAR | SOUTH | 2014 | 4.4 | 4.4 | 4.4 | 4.4 | 4.4 | 4.4 | 4.4 | 4.4 | 4.4 | 4.4 | 4.4
904 | OCI ALAMO 3-WALZEM SOLAR |  | DG_WALZM_UNIT1 | BEXAR | SOLAR | SOUTH | 2014 | 5.5 | 5.5 | 5.5 | 5.5 | 5.5 | 5.5 | 5.5 | 5.5 | 5.5 | 5.5 | 5.5
905 | OCI ALAMO 4 SOLAR-BRACKETVILLE | 22INR0600 | ECLIPSE_UNIT1 | KINNEY | SOLAR | SOUTH | 2014 | 37.62 | 37.6 | 37.6 | 37.6 | 37.6 | 37.6 | 37.6 | 37.6 | 37.6 | 37.6 | 37.6
906 | OCI ALAMO 5 (DOWNIE RANCH) |  | HELIOS_UNIT1 | UVALDE | SOLAR | SOUTH | 2015 | 100 | 100 | 100 | 100 | 100 | 100 | 100 | 100 | 100 | 100 | 100
907 | OCI ALAMO 6 (SIRIUS/WEST TEXAS) |  | SIRIUS_UNIT1 | PECOS | SOLAR | WEST | 2017 | 110.2 | 110.2 | 110.2 | 110.2 | 110.2 | 110.2 | 110.2 | 110.2 | 110.2 | 110.2 | 110.2
908 | OCI ALAMO 7 (PAINT CREEK) |  | SOLARA_UNIT1 | HASKELL | SOLAR | WEST | 2016 | 112 | 112 | 112 | 112 | 112 | 112 | 112 | 112 | 112 | 112 | 112
909 | PHOEBE SOLAR 1 |  | PHOEBE_UNIT1 | WINKLER | SOLAR | WEST | 2019 | 125.04 | 125.1 | 125.1 | 125.1 | 125.1 | 125.1 | 125.1 | 125.1 | 125.1 | 125.1 | 125.1
910 | PHOEBE SOLAR 2 |  | PHOEBE_UNIT2 | WINKLER | SOLAR | WEST | 2019 | 127.95 | 128.1 | 128.1 | 128.1 | 128.1 | 128.1 | 128.1 | 128.1 | 128.1 | 128.1 | 128.1
911 | PHOENIX SOLAR |  | PHOENIX_UNIT1 | FANNIN | SOLAR | NORTH | 2021 | 83.9 | 83.9 | 83.9 | 83.9 | 83.9 | 83.9 | 83.9 | 83.9 | 83.9 | 83.9 | 83.9
912 | POWERFIN KINGSBERY |  | DG_PFK_PFKPV | TRAVIS | SOLAR | SOUTH | 2017 | 2.6 | 2.6 | 2.6 | 2.6 | 2.6 | 2.6 | 2.6 | 2.6 | 2.6 | 2.6 | 2.6
913 | PROSPERO SOLAR 1 U1 |  | PROSPERO_UNIT1 | ANDREWS | SOLAR | WEST | 2020 | 153.6 | 153.6 | 153.6 | 153.6 | 153.6 | 153.6 | 153.6 | 153.6 | 153.6 | 153.6 | 153.6
914 | PROSPERO SOLAR 1 U2 |  | PROSPERO_UNIT2 | ANDREWS | SOLAR | WEST | 2020 | 150 | 150 | 150 | 150 | 150 | 150 | 150 | 150 | 150 | 150 | 150
915 | PROSPERO SOLAR 2 U1 |  | PRSPERO2_UNIT1 | ANDREWS | SOLAR | WEST | 2021 | 126.5 | 126.5 | 126.5 | 126.5 | 126.5 | 126.5 | 126.5 | 126.5 | 126.5 | 126.5 | 126.5
916 | PROSPERO SOLAR 2 U2 |  | PRSPERO2_UNIT2 | ANDREWS | SOLAR | WEST | 2021 | 126.4 | 126.4 | 126.4 | 126.4 | 126.4 | 126.4 | 126.4 | 126.4 | 126.4 | 126.4 | 126.4
917 | QUEEN SOLAR PHASE I |  | QUEEN_SL_SOLAR1 | UPTON | SOLAR | WEST | 2020 | 102.5 | 102.5 | 102.5 | 102.5 | 102.5 | 102.5 | 102.5 | 102.5 | 102.5 | 102.5 | 102.5
918 | QUEEN SOLAR PHASE I |  | QUEEN_SL_SOLAR2 | UPTON | SOLAR | WEST | 2020 | 102.5 | 102.5 | 102.5 | 102.5 | 102.5 | 102.5 | 102.5 | 102.5 | 102.5 | 102.5 | 102.5
919 | QUEEN SOLAR PHASE II |  | QUEEN_SL_SOLAR3 | UPTON | SOLAR | WEST | 2020 | 97.5 | 97.5 | 97.5 | 97.5 | 97.5 | 97.5 | 97.5 | 97.5 | 97.5 | 97.5 | 97.5
920 | QUEEN SOLAR PHASE II |  | QUEEN_SL_SOLAR4 | UPTON | SOLAR | WEST | 2020 | 107.5 | 107.5 | 107.5 | 107.5 | 107.5 | 107.5 | 107.5 | 107.5 | 107.5 | 107.5 | 107.5
921 | RAMBLER SOLAR |  | RAMBLER_UNIT1 | TOM GREEN | SOLAR | WEST | 2020 | 211.19 | 200 | 200 | 200 | 200 | 200 | 200 | 200 | 200 | 200 | 200
922 | RE ROSEROCK SOLAR 1 |  | REROCK_UNIT1 | PECOS | SOLAR | WEST | 2016 | 78.75 | 78.8 | 78.8 | 78.8 | 78.8 | 78.8 | 78.8 | 78.8 | 78.8 | 78.8 | 78.8
923 | RE ROSEROCK SOLAR 2 |  | REROCK_UNIT2 | PECOS | SOLAR | WEST | 2016 | 78.75 | 78.8 | 78.8 | 78.8 | 78.8 | 78.8 | 78.8 | 78.8 | 78.8 | 78.8 | 78.8
924 | REDBARN SOLAR 1 (RE MAPLEWOOD 2A SOLAR) |  | REDBARN_UNIT_1 | PECOS | SOLAR | WEST | 2021 | 222 | 222 | 222 | 222 | 222 | 222 | 222 | 222 | 222 | 222 | 222
925 | REDBARN SOLAR 2 (RE MAPLEWOOD 2B SOLAR) |  | REDBARN_UNIT_2 | PECOS | SOLAR | WEST | 2021 | 28 | 28 | 28 | 28 | 28 | 28 | 28 | 28 | 28 | 28 | 28
926 | RENEWABLE ENERGY ALTERNATIVES-CCS1 |  | DG_COSERVSS_CSS1 | DENTON | SOLAR | NORTH | 2015 | 2 | 2 | 2 | 2 | 2 | 2 | 2 | 2 | 2 | 2 | 2
927 | RIGGINS (SE BUCKTHORN WESTEX SOLAR) |  | RIGGINS_UNIT1 | PECOS | SOLAR | WEST | 2018 | 155.44 | 150 | 150 | 150 | 150 | 150 | 150 | 150 | 150 | 150 | 150
928 | RIPPEY SOLAR |  | RIPPEY_UNIT1 | COOKE | SOLAR | NORTH | 2020 | 59.8 | 59.8 | 59.8 | 59.8 | 59.8 | 59.8 | 59.8 | 59.8 | 59.8 | 59.8 | 59.8
929 | SOLAIREHOLMAN 1 |  | LASSO_UNIT1 | BREWSTER | SOLAR | WEST | 2018 | 50 | 50 | 50 | 50 | 50 | 50 | 50 | 50 | 50 | 50 | 50
930 | SP-TX-12-PHASE B |  | SPTX12B_UNIT1 | UPTON | SOLAR | WEST | 2017 | 157.5 | 157.5 | 157.5 | 157.5 | 157.5 | 157.5 | 157.5 | 157.5 | 157.5 | 157.5 | 157.5
931 | STERLING |  | DG_STRLING_STRLING | HUNT | SOLAR | NORTH | 2018 | 10 | 10 | 10 | 10 | 10 | 10 | 10 | 10 | 10 | 10 | 10
932 | SUNEDISON RABEL ROAD SOLAR |  | DG_VALL1_1UNIT | BEXAR | SOLAR | SOUTH | 2012 | 9.9 | 9.9 | 9.9 | 9.9 | 9.9 | 9.9 | 9.9 | 9.9 | 9.9 | 9.9 | 9.9
933 | SUNEDISON VALLEY ROAD SOLAR |  | DG_VALL2_1UNIT | BEXAR | SOLAR | SOUTH | 2012 | 9.9 | 9.9 | 9.9 | 9.9 | 9.9 | 9.9 | 9.9 | 9.9 | 9.9 | 9.9 | 9.9
934 | SUNEDISON CPS3 SOMERSET 1 SOLAR |  | DG_SOME1_1UNIT | BEXAR | SOLAR | SOUTH | 2012 | 5.6 | 5.6 | 5.6 | 5.6 | 5.6 | 5.6 | 5.6 | 5.6 | 5.6 | 5.6 | 5.6
935 | SUNEDISON SOMERSET 2 SOLAR |  | DG_SOME2_1UNIT | BEXAR | SOLAR | SOUTH | 2012 | 5 | 5 | 5 | 5 | 5 | 5 | 5 | 5 | 5 | 5 | 5
936 | TAYGETE SOLAR 1 U1 |  | TAYGETE_UNIT1 | PECOS | SOLAR | WEST | 2021 | 125.9 | 125.9 | 125.9 | 125.9 | 125.9 | 125.9 | 125.9 | 125.9 | 125.9 | 125.9 | 125.9
937 | TAYGETE SOLAR 1 U2 |  | TAYGETE_UNIT2 | PECOS | SOLAR | WEST | 2021 | 128.9 | 128.9 | 128.9 | 128.9 | 128.9 | 128.9 | 128.9 | 128.9 | 128.9 | 128.9 | 128.9
938 | TITAN SOLAR (IP TITAN) U1 |  | TI_SOLAR_UNIT1 | CULBERSON | SOLAR | WEST | 2021 | 136.8 | 136.8 | 136.8 | 136.8 | 136.8 | 136.8 | 136.8 | 136.8 | 136.8 | 136.8 | 136.8
939 | TITAN SOLAR (IP TITAN) U2 |  | TI_SOLAR_UNIT2 | CULBERSON | SOLAR | WEST | 2021 | 131.1 | 131.1 | 131.1 | 131.1 | 131.1 | 131.1 | 131.1 | 131.1 | 131.1 | 131.1 | 131.1
940 | TPE ERATH SOLAR |  | DG_ERATH_ERATH21 | ERATH | SOLAR | NORTH | 2021 | 10 | 10 | 10 | 10 | 10 | 10 | 10 | 10 | 10 | 10 | 10
941 | WAGYU SOLAR |  | WGU_UNIT1 | BRAZORIA | SOLAR | COASTAL | 2021 | 120 | 120 | 120 | 120 | 120 | 120 | 120 | 120 | 120 | 120 | 120
942 | WALNUT SPRINGS |  | DG_WLNTSPRG_1UNIT | BOSQUE | SOLAR | NORTH | 2016 | 10 | 10 | 10 | 10 | 10 | 10 | 10 | 10 | 10 | 10 | 10
943 | WAYMARK SOLAR |  | WAYMARK_UNIT1 | UPTON | SOLAR | WEST | 2018 | 182 | 182 | 182 | 182 | 182 | 182 | 182 | 182 | 182 | 182 | 182
944 | WEBBERVILLE SOLAR |  | WEBBER_S_WSP1 | TRAVIS | SOLAR | SOUTH | 2011 | 26.7 | 26.7 | 26.7 | 26.7 | 26.7 | 26.7 | 26.7 | 26.7 | 26.7 | 26.7 | 26.7
945 | WEST MOORE II |  | DG_WMOOREII_WMOOREII | GRAYSON | SOLAR | NORTH | 2018 | 5 | 5 | 5 | 5 | 5 | 5 | 5 | 5 | 5 | 5 | 5
946 | WEST OF PECOS SOLAR |  | W_PECOS_UNIT1 | REEVES | SOLAR | WEST | 2019 | 100 | 100 | 100 | 100 | 100 | 100 | 100 | 100 | 100 | 100 | 100
947 | WESTORIA SOLAR U1 |  | WES_UNIT1 | BRAZORIA | SOLAR | COASTAL | 2022 | 101.6 | 100 | 100 | 100 | 100 | 100 | 100 | 100 | 100 | 100 | 100
948 | WESTORIA SOLAR U2 |  | WES_UNIT2 | BRAZORIA | SOLAR | COASTAL | 2022 | 101.6 | 100 | 100 | 100 | 100 | 100 | 100 | 100 | 100 | 100 | 100
949 | WHITESBORO |  | DG_WBORO_WHTSBORO | GRAYSON | SOLAR | NORTH | 2017 | 5 | 5 | 5 | 5 | 5 | 5 | 5 | 5 | 5 | 5 | 5
950 | WHITESBORO II |  | DG_WBOROII_WHBOROII | GRAYSON | SOLAR | NORTH | 2017 | 5 | 5 | 5 | 5 | 5 | 5 | 5 | 5 | 5 | 5 | 5
951 | WHITEWRIGHT |  | DG_WHTRT_WHTRGHT | FANNIN | SOLAR | NORTH | 2017 | 10 | 10 | 10 | 10 | 10 | 10 | 10 | 10 | 10 | 10 | 10
952 | WHITNEY SOLAR |  | DG_WHITNEY_SOLAR1 | BOSQUE | SOLAR | NORTH | 2017 | 10 | 10 | 10 | 10 | 10 | 10 | 10 | 10 | 10 | 10 | 10
953 | YELLOW JACKET SOLAR |  | DG_YLWJACKET_YLWJACKET | BOSQUE | SOLAR | NORTH | 2018 | 5 | 5 | 5 | 5 | 5 | 5 | 5 | 5 | 5 | 5 | 5
954 | Operational Capacity Total (Solar) | [6 empty] | 9284.32 | 9240.8 | 9240.8 | 9240.8 | 9240.8 | 9240.8 | 9240.8 | 9240.8 | 9240.8 | 9240.8 | 9240.8
955 | Solar Peak Average Capacity Percentage |  | SOLAR_PEAK_PCT | % |  |  |  | 100 | 11 | 11 | 11 | 11 | 11 | 11 | 11 | 11 | 11 | 11
956
957 | Operational Resources (Solar) - Synchronized but not Approved for Commercial Operations
958 | BLUE JAY SOLAR I | 21INR0538 | BLUEJAY_UNIT1 | GRIMES | SOLAR | NORTH | 2023 | 69 | 69 | 69 | 69 | 69 | 69 | 69 | 69 | 69 | 69 | 69
959 | BLUE JAY SOLAR II | 19INR0085 | BLUEJAY_UNIT2 | GRIMES | SOLAR | NORTH | 2023 | 141 | 141 | 141 | 141 | 141 | 141 | 141 | 141 | 141 | 141 | 141
960 | BUFFALO CREEK (OLD 300 SOLAR CENTER) U1 | 21INR0406 | BCK_UNIT1 | FORT BEND | SOLAR | HOUSTON | 2022 | 217.5 | 217.5 | 217.5 | 217.5 | 217.5 | 217.5 | 217.5 | 217.5 | 217.5 | 217.5 | 217.5
961 | BUFFALO CREEK (OLD 300 SOLAR CENTER) U2 | 21INR0406 | BCK_UNIT2 | FORT BEND | SOLAR | HOUSTON | 2022 | 221.3 | 221.3 | 221.3 | 221.3 | 221.3 | 221.3 | 221.3 | 221.3 | 221.3 | 221.3 | 221.3
962 | DANCIGER SOLAR U1 | 20INR0098 | DAG_UNIT1 | BRAZORIA | SOLAR | COASTAL | 2022 | 101.4 | 100 | 100 | 100 | 100 | 100 | 100 | 100 | 100 | 100 | 100
963 | DANCIGER SOLAR U2 | 20INR0098 | DAG_UNIT2 | BRAZORIA | SOLAR | COASTAL | 2022 | 101.4 | 100 | 100 | 100 | 100 | 100 | 100 | 100 | 100 | 100 | 100
964 | EMERALD GROVE SOLAR (PECOS SOLAR POWER I) | 15INR0059 | EGROVESL_UNIT1 | CRANE | SOLAR | WEST | 2022 | 109.5 | 108 | 108 | 108 | 108 | 108 | 108 | 108 | 108 | 108 | 108
965 | FIGHTING JAYS SOLAR U1 | 21INR0278 | JAY_UNIT1 | FORT BEND | SOLAR | HOUSTON | 2023 | 179.5 | 179.6 | 179.6 | 179.6 | 179.6 | 179.6 | 179.6 | 179.6 | 179.6 | 179.6 | 179.6
966 | FIGHTING JAYS SOLAR U2 | 21INR0278 | JAY_UNIT2 | FORT BEND | SOLAR | HOUSTON | 2023 | 171.8 | 171.9 | 171.9 | 171.9 | 171.9 | 171.9 | 171.9 | 171.9 | 171.9 | 171.9 | 171.9
967 | LONGBOW SOLAR | 20INR0026 | LON_SOLAR1 | BRAZORIA | SOLAR | COASTAL | 2022 | 78.2 | 77 | 77 | 77 | 77 | 77 | 77 | 77 | 77 | 77 | 77
968 | MCLEAN (SHAKES) SOLAR | 19INR0073 | MCLNSLR_UNIT1 | DIMMIT | SOLAR | SOUTH | 2022 | 207.4 | 200 | 200 | 200 | 200 | 200 | 200 | 200 | 200 | 200 | 200
969 | PISGAH RIDGE SOLAR U1 | 22INR0254 | PISGAH_SOLAR1 | NAVARRO | SOLAR | NORTH | 2022 | 189.4 | 186.5 | 186.5 | 186.5 | 186.5 | 186.5 | 186.5 | 186.5 | 186.5 | 186.5 | 186.5
970 | PISGAH RIDGE SOLAR U2 | 22INR0254 | PISGAH_SOLAR2 | NAVARRO | SOLAR | NORTH | 2022 | 64.4 | 63.5 | 63.5 | 63.5 | 63.5 | 63.5 | 63.5 | 63.5 | 63.5 | 63.5 | 63.5
971 | PLAINVIEW SOLAR (RAMSEY SOLAR) U1 | 20INR0130 | PLN_UNIT1 | WHARTON | SOLAR | SOUTH | 2023 | 270 | 257 | 257 | 257 | 257 | 257 | 257 | 257 | 257 | 257 | 257
972 | PLAINVIEW SOLAR (RAMSEY SOLAR) U2 | 20INR0130 | PLN_UNIT2 | WHARTON | SOLAR | SOUTH | 2023 | 270 | 257 | 257 | 257 | 257 | 257 | 257 | 257 | 257 | 257 | 257
973 | RADIAN SOLAR U1 | 21INR0205 | RADN_SLR_UNIT1 | BROWN | SOLAR | NORTH | 2023 | 161.41 | 158.9 | 158.9 | 158.9 | 158.9 | 158.9 | 158.9 | 158.9 | 158.9 | 158.9 | 158.9
974 | RADIAN SOLAR U2 | 21INR0205 | RADN_SLR_UNIT2 | BROWN | SOLAR | NORTH | 2023 | 166.02 | 162.9 | 162.9 | 162.9 | 162.9 | 162.9 | 162.9 | 162.9 | 162.9 | 162.9 | 162.9
975 | RATLIFF SOLAR (CONCHO VALLEY SOLAR) | 21INR0384 | RATLIFF_SOLAR1 | TOM GREEN | SOLAR | WEST | 2022 | 162.43 | 159.8 | 159.8 | 159.8 | 159.8 | 159.8 | 159.8 | 159.8 | 159.8 | 159.8 | 159.8
976 | ROSELAND SOLAR U1 | 20INR0205 | ROSELAND_SOLAR1 | FALLS | SOLAR | NORTH | 2023 | 254 | 250 | 250 | 250 | 250 | 250 | 250 | 250 | 250 | 250 | 250
977 | ROSELAND SOLAR U2 | 20INR0205 | ROSELAND_SOLAR2 | FALLS | SOLAR | NORTH | 2023 | 167.9 | 165.3 | 165.3 | 165.3 | 165.3 | 165.3 | 165.3 | 165.3 | 165.3 | 165.3 | 165.3
978 | ROSELAND SOLAR U3 | 22INR0506 | ROSELAND_SOLAR3 | FALLS | SOLAR | NORTH | 2023 | 86.1 | 84.7 | 84.7 | 84.7 | 84.7 | 84.7 | 84.7 | 84.7 | 84.7 | 84.7 | 84.7
979 | ROWLAND SOLAR I | 19INR0131 | ROW_UNIT1 | FORT BEND | SOLAR | HOUSTON | 2022 | 101.7 | 100 | 100 | 100 | 100 | 100 | 100 | 100 | 100 | 100 | 100
980 | TAYGETE II SOLAR U1 | 21INR0233 | TAYGETE2_UNIT1 | PECOS | SOLAR | WEST | 2022 | 101.9 | 101.9 | 101.9 | 101.9 | 101.9 | 101.9 | 101.9 | 101.9 | 101.9 | 101.9 | 101.9
981 | TAYGETE II SOLAR U2 | 21INR0233 | TAYGETE2_UNIT2 | PECOS | SOLAR | WEST | 2022 | 101.9 | 101.9 | 101.9 | 101.9 | 101.9 | 101.9 | 101.9 | 101.9 | 101.9 | 101.9 | 101.9
982 | SAMSON SOLAR 1 U1 | 21INR0221 | SAMSON_1_G1 | LAMAR | SOLAR | NORTH | 2022 | 128.42 | 125 | 125 | 125 | 125 | 125 | 125 | 125 | 125 | 125 | 125
983 | SAMSON SOLAR 1 U2 | 21INR0221 | SAMSON_1_G2 | LAMAR | SOLAR | NORTH | 2022 | 128.42 | 125 | 125 | 125 | 125 | 125 | 125 | 125 | 125 | 125 | 125
984 | SAMSON SOLAR 3 U1 | 21INR0491 | SAMSON_3_G1 | LAMAR | SOLAR | NORTH | 2022 | 128.42 | 125 | 125 | 125 | 125 | 125 | 125 | 125 | 125 | 125 | 125
985 | SAMSON SOLAR 3 U2 | 21INR0491 | SAMSON_3_G2 | LAMAR | SOLAR | NORTH | 2022 | 128.42 | 125 | 125 | 125 | 125 | 125 | 125 | 125 | 125 | 125 | 125
986 | STRATEGIC SOLAR 1 | 20INR0081 | STRATEGC_UNIT1 | ELLIS | SOLAR | NORTH | 2022 | 135 | 118.3 | 118.3 | 118.3 | 118.3 | 118.3 | 118.3 | 118.3 | 118.3 | 118.3 | 118.3
987 | SUN VALLEY U1 | 19INR0169 | SUNVASLR_UNIT1 | HILL | SOLAR | NORTH | 2022 | 165.75 | 165.8 | 165.8 | 165.8 | 165.8 | 165.8 | 165.8 | 165.8 | 165.8 | 165.8 | 165.8
988 | SUN VALLEY U2 | 19INR0169 | SUNVASLR_UNIT2 | HILL | SOLAR | NORTH | 2022 | 86.19 | 86.2 | 86.2 | 86.2 | 86.2 | 86.2 | 86.2 | 86.2 | 86.2 | 86.2 | 86.2
989 | VANCOURT SOLAR | 21INR0213 | VANCOURT_UNIT1 | CAMERON | SOLAR | COASTAL | 2022 | 45.7 | 45.7 | 45.7 | 45.7 | 45.7 | 45.7 | 45.7 | 45.7 | 45.7 | 45.7 | 45.7
990 | VISION SOLAR 1 | 20INR0082 | VISION_UNIT1 | NAVARRO | SOLAR | NORTH | 2022 | 129.2 | 112.7 | 112.7 | 112.7 | 112.7 | 112.7 | 112.7 | 112.7 | 112.7 | 112.7 | 112.7
991 | Operational Capacity - Synchronized but not Approved for Commercial Operations Total (Solar) | [6 empty] | 4770.68 | 4663.4 | 4663.4 | 4663.4 | 4663.4 | 4663.4 | 4663.4 | 4663.4 | 4663.4 | 4663.4 | 4663.4
992 | Solar Peak Average Capacity Percentage |  | SOLAR_SYNC_PEAK_PCT | % |  |  |  | 100 | 11 | 11 | 11 | 11 | 11 | 11 | 11 | 11 | 11 | 11
993
994 | Operational Resources (Storage)
995 | AZURE SKY BESS |  | AZURE_BESS1 | HASKELL | STORAGE | WEST | 2022 | 77.6 | 77.6 | 77.6 | 77.6 | 77.6 | 77.6 | 77.6 | 77.6 | 77.6 | 77.6 | 77.6
996 | BAT CAVE |  | BATCAVE_BES1 | MASON | STORAGE | SOUTH | 2021 | 100.5 | 100.5 | 100.5 | 100.5 | 100.5 | 100.5 | 100.5 | 100.5 | 100.5 | 100.5 | 100.5
997 | BLUE SUMMIT BATTERY |  | BLSUMMIT_BATTERY | WILBARGER | STORAGE | WEST | 2017 | 30 | 30 | 30 | 30 | 30 | 30 | 30 | 30 | 30 | 30 | 30
998 | BRP ALVIN (DGR) |  | ALVIN_UNIT1 | BRAZORIA | STORAGE | HOUSTON | 2022 | 9.95 | 10 | 10 | 10 | 10 | 10 | 10 | 10 | 10 | 10 | 10
999 | BRP ANGELTON (DGR) |  | ANGLETON_UNIT1 | BRAZORIA | STORAGE | HOUSTON | 2022 | 9.95 | 10 | 10 | 10 | 10 | 10 | 10 | 10 | 10 | 10 | 10
1000 | BRP BRAZORIA |  | BRAZORIA_UNIT1 | BRAZORIA | STORAGE | COASTAL | 2020 | 9.95 | 10 | 10 | 10 | 10 | 10 | 10 | 10 | 10 | 10 | 10
1001 | BRP DICKINSON (DGR) |  | DICKNSON_UNIT1 | GALVESTON | STORAGE | HOUSTON | 2022 | 9.95 | 10 | 10 | 10 | 10 | 10 | 10 | 10 | 10 | 10 | 10
1002 | BRP HEIGHTS (DGR) |  | HEIGHTTN_UNIT1 | GALVESTON | STORAGE | HOUSTON | 2022 | 9.95 | 10 | 10 | 10 | 10 | 10 | 10 | 10 | 10 | 10 | 10
1003 | BRP LOOP 463 (DGR) |  | BRP_4631_UNIT1 | VICTORIA | STORAGE | SOUTH | 2021 | 9.95 | 9.9 | 9.9 | 9.9 | 9.9 | 9.9 | 9.9 | 9.9 | 9.9 | 9.9 | 9.9
1004 | BRP LOPENO (DGR) |  | BRP_LOP1_UNIT1 | ZAPATA | STORAGE | SOUTH | 2022 | 9.95 | 9.9 | 9.9 | 9.9 | 9.9 | 9.9 | 9.9 | 9.9 | 9.9 | 9.9 | 9.9
1005 | BRP MAGNOLIA (DGR) |  | MAGNO_TN_UNIT1 | GALVESTON | STORAGE | HOUSTON | 2022 | 9.95 | 10 | 10 | 10 | 10 | 10 | 10 | 10 | 10 | 10 | 10
1006 | BRP ODESSA SW (DGR) |  | BRPODESA_UNIT1 | ECTOR | STORAGE | WEST | 2020 | 9.95 | 10 | 10 | 10 | 10 | 10 | 10 | 10 | 10 | 10 | 10
1007 | BRP PUEBLO I (DGR) |  | BRP_PBL1_UNIT1 | MAVERICK | STORAGE | SOUTH | 2022 | 9.95 | 9.9 | 9.9 | 9.9 | 9.9 | 9.9 | 9.9 | 9.9 | 9.9 | 9.9 | 9.9
1008 | BRP PUEBLO II (DGR) |  | BRP_PBL2_UNIT1 | MAVERICK | STORAGE | SOUTH | 2022 | 9.95 | 9.9 | 9.9 | 9.9 | 9.9 | 9.9 | 9.9 | 9.9 | 9.9 | 9.9 | 9.9
1009 | BRP RANCHTOWN (DGR) |  | BRP_RNC1_UNIT1 | BEXAR | STORAGE | SOUTH | 2021 | 9.95 | 9.9 | 9.9 | 9.9 | 9.9 | 9.9 | 9.9 | 9.9 | 9.9 | 9.9 | 9.9
1010 | BRP SWEENY (DGR) |  | SWEENY_UNIT1 | BRAZORIA | STORAGE | COASTAL | 2022 | 9.95 | 10 | 10 | 10 | 10 | 10 | 10 | 10 | 10 | 10 | 10
1011 | BRP ZAPATA I (DGR) |  | BRP_ZPT1_UNIT1 | ZAPATA | STORAGE | SOUTH | 2022 | 9.95 | 9.9 | 9.9 | 9.9 | 9.9 | 9.9 | 9.9 | 9.9 | 9.9 | 9.9 | 9.9
1012 | BRP ZAPATA II (DGR) |  | BRP_ZPT2_UNIT1 | ZAPATA | STORAGE | SOUTH | 2022 | 9.95 | 9.9 | 9.9 | 9.9 | 9.9 | 9.9 | 9.9 | 9.9 | 9.9 | 9.9 | 9.9
1013 | BYRD RANCH STORAGE |  | BYRDR_ES_BESS1 | BRAZORIA | STORAGE | COASTAL | 2022 | 50.6 | 50 | 50 | 50 | 50 | 50 | 50 | 50 | 50 | 50 | 50
1014 | CASTLE GAP BATTERY |  | CASL_GAP_BATTERY1 | UPTON | STORAGE | WEST | 2018 | 9.9 | 9.9 | 9.9 | 9.9 | 9.9 | 9.9 | 9.9 | 9.9 | 9.9 | 9.9 | 9.9
1015 | CATARINA BESS (DGR) |  | CATARINA_BESS | DIMMIT | STORAGE | SOUTH | 2022 | 9.95 | 9.9 | 9.9 | 9.9 | 9.9 | 9.9 | 9.9 | 9.9 | 9.9 | 9.9 | 9.9
1016 | CEDARVALE BESS (DGR) |  | CEDRVALE_BESS | REEVES | STORAGE | WEST | 2022 | 9.95 | 9.9 | 9.9 | 9.9 | 9.9 | 9.9 | 9.9 | 9.9 | 9.9 | 9.9 | 9.9
1017 | CHISHOLM GRID |  | CHISMGRD_BES1 | TARRANT | STORAGE | NORTH | 2021 | 101.7 | 100 | 100 | 100 | 100 | 100 | 100 | 100 | 100 | 100 | 100
1018 | COMMERCE ST ESS (DGR) |  | X443ESS1_SWRI | BEXAR | STORAGE | SOUTH | 2020 | 10 | 10 | 10 | 10 | 10 | 10 | 10 | 10 | 10 | 10 | 10
1019 | COYOTE SPRINGS BESS (DGR) |  | COYOTSPR_BESS | REEVES | STORAGE | WEST | 2022 | 9.95 | 9.9 | 9.9 | 9.9 | 9.9 | 9.9 | 9.9 | 9.9 | 9.9 | 9.9 | 9.9
1020 | CROSSETT POWER U1 |  | CROSSETT_BES1 | CRANE | STORAGE | WEST | 2022 | 101.5 | 100 | 100 | 100 | 100 | 100 | 100 | 100 | 100 | 100 | 100
1021 | CROSSETT POWER U2 |  | CROSSETT_BES2 | CRANE | STORAGE | WEST | 2022 | 101.5 | 100 | 100 | 100 | 100 | 100 | 100 | 100 | 100 | 100 | 100
1022 | DECORDOVA BESS U1 |  | DCSES_BES1 | HOOD | STORAGE | NORTH | 2022 | 67.3 | 66.5 | 66.5 | 66.5 | 66.5 | 66.5 | 66.5 | 66.5 | 66.5 | 66.5 | 66.5
1023 | DECORDOVA BESS U2 |  | DCSES_BES2 | HOOD | STORAGE | NORTH | 2022 | 67.3 | 66.5 | 66.5 | 66.5 | 66.5 | 66.5 | 66.5 | 66.5 | 66.5 | 66.5 | 66.5
1024 | DECORDOVA BESS U3 |  | DCSES_BES3 | HOOD | STORAGE | NORTH | 2022 | 64.2 | 63.5 | 63.5 | 63.5 | 63.5 | 63.5 | 63.5 | 63.5 | 63.5 | 63.5 | 63.5
1025 | DECORDOVA BESS U4 |  | DCSES_BES4 | HOOD | STORAGE | NORTH | 2022 | 64.2 | 63.5 | 63.5 | 63.5 | 63.5 | 63.5 | 63.5 | 63.5 | 63.5 | 63.5 | 63.5
1026 | EUNICE STORAGE |  | EUNICE_BES1 | ANDREWS | STORAGE | WEST | 2021 | 40.3 | 40.3 | 40.3 | 40.3 | 40.3 | 40.3 | 40.3 | 40.3 | 40.3 | 40.3 | 40.3
1027 | FAULKNER BESS (DGR) |  | FAULKNER_BESS | REEVES | STORAGE | WEST | 2022 | 9.95 | 9.9 | 9.9 | 9.9 | 9.9 | 9.9 | 9.9 | 9.9 | 9.9 | 9.9 | 9.9
1028 | FLAT TOP BATTERY (DGR) |  | FLTBES_BESS1 | REEVES | STORAGE | WEST | 2020 | 9.9 | 9.9 | 9.9 | 9.9 | 9.9 | 9.9 | 9.9 | 9.9 | 9.9 | 9.9 | 9.9
1029 | FLOWER VALLEY BATTERY (DGR) |  | FLVABES1_FLATU1 | REEVES | STORAGE | WEST | 2021 | 9.9 | 9.9 | 9.9 | 9.9 | 9.9 | 9.9 | 9.9 | 9.9 | 9.9 | 9.9 | 9.9
1030 | FLOWER VALLEY II BATT |  | FLOWERII_BESS1 | REEVES | STORAGE | WEST | 2022 | 101.5 | 100 | 100 | 100 | 100 | 100 | 100 | 100 | 100 | 100 | 100
1031 | GAMBIT BATTERY |  | GAMBIT_BESS1 | BRAZORIA | STORAGE | COASTAL | 2021 | 102.4 | 100 | 100 | 100 | 100 | 100 | 100 | 100 | 100 | 100 | 100
1032 | HOEFSROAD BESS (DGR) |  | HRBESS_BESS | REEVES | STORAGE | WEST | 2020 | 2 | 2 | 2 | 2 | 2 | 2 | 2 | 2 | 2 | 2 | 2
1033 | INADALE ESS |  | INDL_ESS | NOLAN | STORAGE | WEST | 2018 | 9.9 | 9.9 | 9.9 | 9.9 | 9.9 | 9.9 | 9.9 | 9.9 | 9.9 | 9.9 | 9.9
1034 | JOHNSON CITY BESS (DGR) |  | JC_BAT_UNIT_1 | BLANCO | STORAGE | SOUTH | 2020 | 2.25 | 2.3 | 2.3 | 2.3 | 2.3 | 2.3 | 2.3 | 2.3 | 2.3 | 2.3 | 2.3
1035 | KINGSBERY ENERGY STORAGE SYSTEM |  | DG_KB_ESS_KB_ESS | TRAVIS | STORAGE | SOUTH | 2017 | 1.5 | 1.5 | 1.5 | 1.5 | 1.5 | 1.5 | 1.5 | 1.5 | 1.5 | 1.5 | 1.5
1036 | LILY STORAGE |  | LILY_BESS1 | KAUFMAN | STORAGE | NORTH | 2021 | 51.7 | 51.7 | 51.7 | 51.7 | 51.7 | 51.7 | 51.7 | 51.7 | 51.7 | 51.7 | 51.7
1037 | LONESTAR BESS (DGR) |  | LONESTAR_BESS | WARD | STORAGE | WEST | 2022 | 9.95 | 9.9 | 9.9 | 9.9 | 9.9 | 9.9 | 9.9 | 9.9 | 9.9 | 9.9 | 9.9
1038 | MU ENERGY STORAGE SYSTEM |  | DG_MU_ESS_MU_ESS | TRAVIS | STORAGE | SOUTH | 2018 | 1.5 | 1.5 | 1.5 | 1.5 | 1.5 | 1.5 | 1.5 | 1.5 | 1.5 | 1.5 | 1.5
1039 | NOBLE STORAGE U1 |  | NOBLESLR_BESS1 | DENTON | STORAGE | NORTH | 2022 | 63.5 | 62.5 | 62.5 | 62.5 | 62.5 | 62.5 | 62.5 | 62.5 | 62.5 | 62.5 | 62.5
1040 | NOBLE STORAGE U2 |  | NOBLESLR_BESS2 | DENTON | STORAGE | NORTH | 2022 | 63.5 | 62.5 | 62.5 | 62.5 | 62.5 | 62.5 | 62.5 | 62.5 | 62.5 | 62.5 | 62.5
1041 | NOTREES BATTERY FACILITY |  | NWF_NBS | WINKLER | STORAGE | WEST | 2013 | 36 | 33.7 | 33.7 | 33.7 | 33.7 | 33.7 | 33.7 | 33.7 | 33.7 | 33.7 | 33.7
1042 | NORTH COLUMBIA (ROUGHNECK STORAGE) |  | NCO_ESS1 | BRAZORIA | STORAGE | COASTAL | 2022 | 51.75 | 50 | 50 | 50 | 50 | 50 | 50 | 50 | 50 | 50 | 50
1043 | NORTH FORK |  | NF_BRP_BES1 | WILLIAMSON | STORAGE | SOUTH | 2021 | 100.5 | 100.5 | 100.5 | 100.5 | 100.5 | 100.5 | 100.5 | 100.5 | 100.5 | 100.5 | 100.5
1044 | PORT LAVACA BATTERY (DGR) |  | PTLBES_BESS1 | CALHOUN | STORAGE | COASTAL | 2020 | 9.9 | 9.9 | 9.9 | 9.9 | 9.9 | 9.9 | 9.9 | 9.9 | 9.9 | 9.9 | 9.9
1045 | PROSPECT STORAGE (DGR) |  | WCOLLDG_BSS_U1 | BRAZORIA | STORAGE | COASTAL | 2020 | 9.9 | 9.9 | 9.9 | 9.9 | 9.9 | 9.9 | 9.9 | 9.9 | 9.9 | 9.9 | 9.9
1046 | PYRON ESS |  | PYR_ESS | SCURRY | STORAGE | WEST | 2018 | 9.9 | 9.9 | 9.9 | 9.9 | 9.9 | 9.9 | 9.9 | 9.9 | 9.9 | 9.9 | 9.9
1047 | RABBIT HILL ENERGY STORAGE PROJECT (DGR) |  | RHESS2_ESS_1 | WILLIAMSON | STORAGE | SOUTH | 2020 | 9.9 | 9.9 | 9.9 | 9.9 | 9.9 | 9.9 | 9.9 | 9.9 | 9.9 | 9.9 | 9.9
1048 | RATTLESNAKE BESS (DGR) |  | RTLSNAKE_BESS | WARD | STORAGE | WEST | 2022 | 9.95 | 9.9 | 9.9 | 9.9 | 9.9 | 9.9 | 9.9 | 9.9 | 9.9 | 9.9 | 9.9
1049 | REPUBLIC ROAD STORAGE |  | RPUBRDS_ESS1 | ROBERTSON | STORAGE | NORTH | 2022 | 51.75 | 50 | 50 | 50 | 50 | 50 | 50 | 50 | 50 | 50 | 50
1050 | SADDLEBACK BESS (DGR) |  | SADLBACK_BESS | REEVES | STORAGE | WEST | 2022 | 9.95 | 9.9 | 9.9 | 9.9 | 9.9 | 9.9 | 9.9 | 9.9 | 9.9 | 9.9 | 9.9
1051 | SARAGOSA BESS (DGR) |  | SGSA_BESS1 | REEVES | STORAGE | WEST | 2022 | 9.95 | 9.9 | 9.9 | 9.9 | 9.9 | 9.9 | 9.9 | 9.9 | 9.9 | 9.9 | 9.9
1052 | SNYDER (DGR) |  | SNY_BESS_UNIT1 | SCURRY | STORAGE | WEST | 2021 | 9.95 | 9.9 | 9.9 | 9.9 | 9.9 | 9.9 | 9.9 | 9.9 | 9.9 | 9.9 | 9.9
1053 | SWEETWATER BESS (DGR) |  | SWT_BESS_UNIT1 | NOLAN | STORAGE | WEST | 2021 | 9.95 | 9.9 | 9.9 | 9.9 | 9.9 | 9.9 | 9.9 | 9.9 | 9.9 | 9.9 | 9.9
1054 | SWOOSE BATTERY (PYOTE) (DGR) |  | SWOOSE1_SWOOSEU1 | WARD | STORAGE | WEST | 2021 | 9.9 | 9.9 | 9.9 | 9.9 | 9.9 | 9.9 | 9.9 | 9.9 | 9.9 | 9.9 | 9.9
1055 | SWOOSE II |  | SWOOSEII_BESS1 | WARD | STORAGE | WEST | 2022 | 101.5 | 100 | 100 | 100 | 100 | 100 | 100 | 100 | 100 | 100 | 100
1056 | TOS BATTERY STORAGE (DGR) |  | TOSBATT_UNIT1 | MIDLAND | STORAGE | WEST | 2017 | 2 | 2 | 2 | 2 | 2 | 2 | 2 | 2 | 2 | 2 | 2
1057 | TOYAH POWER STATION (DGR) |  | TOYAH_BESS | REEVES | STORAGE | WEST | 2021 | 9.95 | 9.9 | 9.9 | 9.9 | 9.9 | 9.9 | 9.9 | 9.9 | 9.9 | 9.9 | 9.9
1058 | TRIPLE BUTTE (DGR) |  | TRIPBUT1_BELU1 | PECOS | STORAGE | WEST | 2021 | 9.18 | 7.5 | 7.5 | 7.5 | 7.5 | 7.5 | 7.5 | 7.5 | 7.5 | 7.5 | 7.5
1059 | WESTOVER BESS (DGR) |  | WOV_BESS_UNIT1 | ECTOR | STORAGE | WEST | 2021 | 9.95 | 9.9 | 9.9 | 9.9 | 9.9 | 9.9 | 9.9 | 9.9 | 9.9 | 9.9 | 9.9
1060 | WORSHAM BATTERY (DGR) |  | WRSBES_BESS1 | REEVES | STORAGE | WEST | 2020 | 9.9 | 9.9 | 9.9 | 9.9 | 9.9 | 9.9 | 9.9 | 9.9 | 9.9 | 9.9 | 9.9
1061 | YOUNICOS FACILITY |  | DG_YOUNICOS_YINC1_1 | TRAVIS | STORAGE | SOUTH | 2015 | 2 | 2 | 2 | 2 | 2 | 2 | 2 | 2 | 2 | 2 | 2
1062 | Operational Capacity Total (Storage) | [6 empty] | 1988.88 | 1965.2 | 1965.2 | 1965.2 | 1965.2 | 1965.2 | 1965.2 | 1965.2 | 1965.2 | 1965.2 | 1965.2
1063 | Storage Peak Average Capacity Percentage |  | STORAGE_PEAK_PCT | % |  |  |  | 100 | 0 | 0 | 0 | 0 | 0 | 0 | 0 | 0 | 0 | 0
1064
1065 | Operational Resources (Storage) - Synchronized but not Approved for Commercial Operations
1066 | ANCHOR BESS U1 | 21INR0474 | ANCHOR_BESS1 | CALLAHAN | STORAGE | WEST | 2022 | 35.2 | 35.2 | 35.2 | 35.2 | 35.2 | 35.2 | 35.2 | 35.2 | 35.2 | 35.2 | 35.2
1067 | ANCHOR BESS U2 | 21INR0474 | ANCHOR_BESS2 | CALLAHAN | STORAGE | WEST | 2022 | 36.3 | 36.3 | 36.3 | 36.3 | 36.3 | 36.3 | 36.3 | 36.3 | 36.3 | 36.3 | 36.3
1068 | BLUE JAY BESS | 23INR0019 | BLUEJAY_BESS1 | GRIMES | STORAGE | NORTH | 2023 | 51.6 | 50 | 50 | 50 | 50 | 50 | 50 | 50 | 50 | 50 | 50
1069 | ENDURANCE PARK STORAGE | 21INR0479 | ENDPARKS_ESS1 | SCURRY | STORAGE | WEST | 2022 | 51.5 | 50 | 50 | 50 | 50 | 50 | 50 | 50 | 50 | 50 | 50
1070 | HIGH LONESOME BESS | 20INR0280 | HI_LONEB_BESS1 | CROCKETT | STORAGE | WEST | 2022 | 51.1 | 50 | 50 | 50 | 50 | 50 | 50 | 50 | 50 | 50 | 50
1071 | HOLCOMB BESS (DGR) | 22INR0573 | HOLCOMB_BESS | LA SALLE | STORAGE | SOUTH | 2022 | 9.95 | 9.9 | 9.9 | 9.9 | 9.9 | 9.9 | 9.9 | 9.9 | 9.9 | 9.9 | 9.9
1072 | MADERO GRID U1 | 21INR0244 | MADERO_UNIT1 | HIDALGO | STORAGE | SOUTH | 2022 | 100.79 | 100 | 100 | 100 | 100 | 100 | 100 | 100 | 100 | 100 | 100
1073 | MADERO GRID U2 (IGNACIO GRID) | 21INR0522 | MADERO_UNIT2 | HIDALGO | STORAGE | SOUTH | 2022 | 100.79 | 100 | 100 | 100 | 100 | 100 | 100 | 100 | 100 | 100 | 100
1074 | QUEEN BESS | 20INR0281 | QUEEN_BA_BESS1 | UPTON | STORAGE | WEST | 2022 | 51.1 | 50 | 50 | 50 | 50 | 50 | 50 | 50 | 50 | 50 | 50
1075 | ROSELAND STORAGE | 22INR0280 | ROSELAND_BESS1 | FALLS | STORAGE | NORTH | 2022 | 51.6 | 50 | 50 | 50 | 50 | 50 | 50 | 50 | 50 | 50 | 50
1076 | SCREWBEAN BESS (DGR) | 22INR0587 | SBEAN_BESS | CULBERSON | STORAGE | WEST | 2023 | 9.95 | 9.9 | 9.9 | 9.9 | 9.9 | 9.9 | 9.9 | 9.9 | 9.9 | 9.9 | 9.9
1077 | SILICON HILL STORAGE U1 | 20INR0291 | SLCNHLS_ESS1 | TRAVIS | STORAGE | SOUTH | 2022 | 51.8 | 50 | 50 | 50 | 50 | 50 | 50 | 50 | 50 | 50 | 50
1078 | SILICON HILL STORAGE U2 | 20INR0291 | SLCNHLS_ESS2 | TRAVIS | STORAGE | SOUTH | 2022 | 51.8 | 50 | 50 | 50 | 50 | 50 | 50 | 50 | 50 | 50 | 50
1079 | VORTEX BESS | 21INR0473 | VORTEX_BESS1 | THROCKMORTON | STORAGE | WEST | 2022 | 121.8 | 121.8 | 121.8 | 121.8 | 121.8 | 121.8 | 121.8 | 121.8 | 121.8 | 121.8 | 121.8
1080 | Operational Capacity - Synchronized but not Approved for Commercial Operations Total (Storage) | [6 empty] | 775.28 | 763.1 | 763.1 | 763.1 | 763.1 | 763.1 | 763.1 | 763.1 | 763.1 | 763.1 | 763.1
1081 | Storage Peak Average Capacity Percentage |  | STORAGE_SYNC_PEAK_PCT | % |  |  |  | 100 | 0 | 0 | 0 | 0 | 0 | 0 | 0 | 0 | 0 | 0
1082
1083 | Reliability Must-Run (RMR) Capacity |  | RMR_CAP_CONT |  |  |  |  | 0
1084
1085 | Capacity Pending Retirement |  | PENDRETIRE_CAP |  |  |  |  | 0 | 0 | 0 | 0 | 0 | 0 | 0 | 0 | 0 | 0 | 0
1086
1087 | Non-Synchronous Tie Resources
1088 | EAST TIE |  | DC_E | FANNIN | OTHER | NORTH |  | 600 | 600 | 600 | 600 | 600 | 600 | 600 | 600 | 600 | 600 | 600
1089 | NORTH TIE |  | DC_N | WILBARGER | OTHER | WEST |  | 220 | 220 | 220 | 220 | 220 | 220 | 220 | 220 | 220 | 220 | 220
1090 | LAREDO VFT TIE |  | DC_L | WEBB | OTHER | SOUTH |  | 100 | 100 | 100 | 100 | 100 | 100 | 100 | 100 | 100 | 100 | 100
1091 | SHARYLAND RAILROAD TIE |  | DC_R | HIDALGO | OTHER | SOUTH |  | 300 | 300 | 300 | 300 | 300 | 300 | 300 | 300 | 300 | 300 | 300
1092 | Non-Synchronous Ties Total | [6 empty] | 1220 | 1220 | 1220 | 1220 | 1220 | 1220 | 1220 | 1220 | 1220 | 1220 | 1220
1093 | Non-Synchronous Ties Peak Average Capacity Percentage |  | DCTIE_PEAK_PCT | % |  |  |  | 100 | 59 | 59 | 59 | 59 | 59 | 59 | 59 | 59 | 59 | 59
1094
1095 | Planned Thermal Resources with Executed SGIA, Air Permit, GHG Permit and Proof of Adequate Water Supplies
1096 | AIR PRODUCTS GCA | 21INR0012 |  | GALVESTON | GAS-ST | HOUSTON | 2023 | 60 | 60 | 60 | 60 | 60 | 60 | 60 | 60 | 60 | 60 | 60
1097 | BEACHWOOD POWER STATION (U4-U6) | 22INR0607 |  | BRAZORIA | GAS-GT | COASTAL | 2022 | 181.5 | 149.4 | 149.4 | 149.4 | 149.4 | 149.4 | 149.4 | 149.4 | 149.4 | 149.4 | 149.4
1098 | BEACHWOOD II POWER STATION (U7-U8) | 23INR0506 |  | BRAZORIA | GAS-GT | COASTAL | 2023 | 102 | 102 | 102 | 102 | 102 | 102 | 102 | 102 | 102 | 102 | 102
1099 | BROTMAN POWER STATION | 23INR0095 |  | BRAZORIA | GAS-GT | COASTAL | 2023 | 356.2 | 398.2 | 398.2 | 398.2 | 398.2 | 398.2 | 398.2 | 398.2 | 398.2 | 398.2 | 398.2
1100 | COLORADO BEND I EXPANSION | 21INR0512 |  | WHARTON | GAS-GT | SOUTH | 2023 | 78 | 78 | 78 | 78 | 78 | 78 | 78 | 78 | 78 | 78 | 78
1101 | FRONTERA ENERGY CENTER | 23INR0472 |  | HIDALGO | GAS-CC | SOUTH | 2023 | 538.5 | 524 | 524 | 524 | 524 | 524 | 524 | 524 | 524 | 524 | 524
1102 | MIRAGE CTG 1 | 17INR0022 |  | HARRIS | GAS-GT | HOUSTON | 2023 | 11 | 11 | 11 | 11 | 11 | 11 | 11 | 11 | 11 | 11 | 11
1103 | REMY JADE POWER STATION | 23INR0339 |  | HARRIS | GAS-GT | HOUSTON | 2024 | 408 | 0 | 408 | 408 | 408 | 408 | 408 | 408 | 408 | 408 | 408
1104 | Planned Thermal Resources Total (Nuclear, Coal, Gas, Biomass) | [6 empty] | 1735.2 | 1322.6 | 1730.6 | 1730.6 | 1730.6 | 1730.6 | 1730.6 | 1730.6 | 1730.6 | 1730.6 | 1730.6
1105
1106 | Planned Wind Resources with Executed SGIA
1107 | AGUAYO WIND | 20INR0250 |  | MILLS | WIND-O | NORTH | 2023 | 196.8 | 196.8 | 196.8 | 196.8 | 196.8 | 196.8 | 196.8 | 196.8 | 196.8 | 196.8 | 196.8
1108 | ANCHOR WIND III | 21INR0546 |  | EASTLAND | WIND-O | NORTH | 2022 | 16 | 16 | 16 | 16 | 16 | 16 | 16 | 16 | 16 | 16 | 16
1109 | APPALOOSA RUN WIND | 20INR0249 |  | UPTON | WIND-O | WEST | 2023 | 171.8 | 171.8 | 171.8 | 171.8 | 171.8 | 171.8 | 171.8 | 171.8 | 171.8 | 171.8 | 171.8
1110 | BIG SAMPSON WIND | 16INR0104 |  | CROCKETT | WIND-O | WEST | 2024 | 400 | 0 | 400 | 400 | 400 | 400 | 400 | 400 | 400 | 400 | 400
1111 | CANYON WIND | 18INR0030 |  | SCURRY | WIND-O | WEST | 2023 | 309.1 | 0 | 309.1 | 309.1 | 309.1 | 309.1 | 309.1 | 309.1 | 309.1 | 309.1 | 309.1
1112 | CAROL WIND | 20INR0217 |  | POTTER | WIND-P | PANHANDLE | 2023 | 165.7 | 0 | 165.7 | 165.7 | 165.7 | 165.7 | 165.7 | 165.7 | 165.7 | 165.7 | 165.7
1113 | CRAWFISH | 19INR0177 |  | WHARTON | WIND-O | SOUTH | 2023 | 163.2 | 163.2 | 163.2 | 163.2 | 163.2 | 163.2 | 163.2 | 163.2 | 163.2 | 163.2 | 163.2
1114 | EL SUAZ RANCH | 20INR0097 |  | WILLACY | WIND-C | COASTAL | 2022 | 301.5 | 301.5 | 301.5 | 301.5 | 301.5 | 301.5 | 301.5 | 301.5 | 301.5 | 301.5 | 301.5
1115 | GOODNIGHT WIND | 14INR0033 |  | ARMSTRONG | WIND-P | PANHANDLE | 2023 | 531 | 0 | 531 | 531 | 531 | 531 | 531 | 531 | 531 | 531 | 531
1116 | INERTIA WIND | 22INR0326 |  | HASKELL | WIND-O | WEST | 2023 | 301.3 | 301.3 | 301.3 | 301.3 | 301.3 | 301.3 | 301.3 | 301.3 | 301.3 | 301.3 | 301.3
1117 | LACY CREEK WIND | 18INR0043 |  | GLASSCOCK | WIND-O | WEST | 2023 | 301.3 | 301.3 | 301.3 | 301.3 | 301.3 | 301.3 | 301.3 | 301.3 | 301.3 | 301.3 | 301.3
1118 | LOMA PINTA WIND | 16INR0112 |  | LA SALLE | WIND-O | SOUTH | 2024 | 197 | 0 | 197 | 197 | 197 | 197 | 197 | 197 | 197 | 197 | 197
1119 | LORAINE WINDPARK PHASE III | 18INR0068 |  | MITCHELL | WIND-O | WEST | 2024 | 100 | 0 | 100 | 100 | 100 | 100 | 100 | 100 | 100 | 100 | 100
1120 | MONARCH CREEK WIND | 21INR0263 |  | THROCKMORTON | WIND-O | WEST | 2025 | 351 | 0 | 0 | 351 | 351 | 351 | 351 | 351 | 351 | 351 | 351
1121 | MONTE ALTO 2 WIND | 19INR0023 |  | WILLACY | WIND-C | COASTAL | 2023 | 236.9 | 0 | 236.9 | 236.9 | 236.9 | 236.9 | 236.9 | 236.9 | 236.9 | 236.9 | 236.9
1122 | MONTE ALTO I WIND | 19INR0022 |  | WILLACY | WIND-C | COASTAL | 2023 | 223.8 | 0 | 223.8 | 223.8 | 223.8 | 223.8 | 223.8 | 223.8 | 223.8 | 223.8 | 223.8
1123 | MONTGOMERY RANCH WIND | 20INR0040 |  | FOARD | WIND-O | WEST | 2023 | 200.2 | 0 | 200.2 | 200.2 | 200.2 | 200.2 | 200.2 | 200.2 | 200.2 | 200.2 | 200.2
1124 | RAY GULF WIND | 22INR0517 |  | WHARTON | WIND-O | SOUTH | 2022 | 207 | 207 | 207 | 207 | 207 | 207 | 207 | 207 | 207 | 207 | 207
1125 | ROADRUNNER CROSSING WIND 1 | 19INR0117 |  | EASTLAND | WIND-O | NORTH | 2024 | 128 | 0 | 128 | 128 | 128 | 128 | 128 | 128 | 128 | 128 | 128
1126 | SHAMROCK | 22INR0502 |  | CROCKETT | WIND-O | WEST | 2024 | 223.9 | 0 | 223.9 | 223.9 | 223.9 | 223.9 | 223.9 | 223.9 | 223.9 | 223.9 | 223.9
1127 | SHEEP CREEK WIND | 21INR0325 |  | CALLAHAN | WIND-O | WEST | 2023 | 151.5 | 151.5 | 151.5 | 151.5 | 151.5 | 151.5 | 151.5 | 151.5 | 151.5 | 151.5 | 151.5
1128 | SIETE | 20INR0047 |  | WEBB | WIND-O | SOUTH | 2024 | 375.1 | 0 | 375.1 | 375.1 | 375.1 | 375.1 | 375.1 | 375.1 | 375.1 | 375.1 | 375.1
1129 | YOUNG WIND | 21INR0401 |  | YOUNG | WIND-O | WEST | 2023 | 499.1 | 499.1 | 499.1 | 499.1 | 499.1 | 499.1 | 499.1 | 499.1 | 499.1 | 499.1 | 499.1
1130 | Planned Capacity Total (Wind) | [6 empty] | 5751.2 | 2309.5 | 5400.2 | 5751.2 | 5751.2 | 5751.2 | 5751.2 | 5751.2 | 5751.2 | 5751.2 | 5751.2
1131
1132 | Planned Wind Capacity Sub-total (Coastal Counties) |  | WIND_PLANNED_C |  |  |  |  | 762.2 | 301.5 | 762.2 | 762.2 | 762.2 | 762.2 | 762.2 | 762.2 | 762.2 | 762.2 | 762.2
1133 | Wind Peak Average Capacity Percentage (Coastal) |  | WIND_PL_PEAK_PCT_C | % |  |  |  | 100 | 46 | 46 | 46 | 46 | 46 | 46 | 46 | 46 | 46 | 46
1134
1135 | Planned Wind Capacity Sub-total (Panhandle Counties) |  | WIND_PLANNED_P |  |  |  |  | 696.7 | 0 | 696.7 | 696.7 | 696.7 | 696.7 | 696.7 | 696.7 | 696.7 | 696.7 | 696.7
1136 | Wind Peak Average Capacity Percentage (Panhandle) |  | WIND_PL_PEAK_PCT_P | % |  |  |  | 100 | 34 | 34 | 34 | 34 | 34 | 34 | 34 | 34 | 34 | 34
1137
1138 | Planned Wind Capacity Sub-total (Other counties) |  | WIND_PLANNED_O |  |  |  |  | 4292.3 | 2008 | 3941.3 | 4292.3 | 4292.3 | 4292.3 | 4292.3 | 4292.3 | 4292.3 | 4292.3 | 4292.3
1139 | Wind Peak Average Capacity Percentage (Other) |  | WIND_PL_PEAK_PCT_O | % |  |  |  | 100 | 19 | 19 | 19 | 19 | 19 | 19 | 19 | 19 | 19 | 19
1140
1141 | Planned Solar Resources with Executed SGIA
1142 | 7V SOLAR | 21INR0351 |  | FAYETTE | SOLAR | SOUTH | 2023 | 246.3 | 246.3 | 246.3 | 246.3 | 246.3 | 246.3 | 246.3 | 246.3 | 246.3 | 246.3 | 246.3
1143 | ADAMSTOWN SOLAR | 21INR0210 |  | WICHITA | SOLAR | WEST | 2025 | 254.1 | 0 | 0 | 254.1 | 254.1 | 254.1 | 254.1 | 254.1 | 254.1 | 254.1 | 254.1
1144 | AMSTERDAM SOLAR | 21INR0256 |  | BRAZORIA | SOLAR | COASTAL | 2024 | 509.9 | 0 | 509.9 | 509.9 | 509.9 | 509.9 | 509.9 | 509.9 | 509.9 | 509.9 | 509.9
1145 | ANDROMEDA SOLAR | 22INR0412 |  | SCURRY | SOLAR | WEST | 2023 | 320 | 320 | 320 | 320 | 320 | 320 | 320 | 320 | 320 | 320 | 320
1146 | ANGELO SOLAR | 19INR0203 |  | TOM GREEN | SOLAR | WEST | 2023 | 195 | 195 | 195 | 195 | 195 | 195 | 195 | 195 | 195 | 195 | 195
1147 | ANGUS SOLAR | 20INR0035 |  | BOSQUE | SOLAR | NORTH | 2024 | 112 | 0 | 112 | 112 | 112 | 112 | 112 | 112 | 112 | 112 | 112
1148 | ARMADILLO SOLAR | 21INR0421 |  | NAVARRO | SOLAR | NORTH | 2024 | 204 | 0 | 204 | 204 | 204 | 204 | 204 | 204 | 204 | 204 | 204
1149 | ARROYO SOLAR | 20INR0086 |  | CAMERON | SOLAR | COASTAL | 2024 | 180 | 0 | 180 | 180 | 180 | 180 | 180 | 180 | 180 | 180 | 180
1150 | BAKER BRANCH SOLAR | 23INR0026 |  | LAMAR | SOLAR | NORTH | 2024 | 400 | 0 | 400 | 400 | 400 | 400 | 400 | 400 | 400 | 400 | 400
1151 | BIG STAR SOLAR | 21INR0413 |  | BASTROP | SOLAR | SOUTH | 2023 | 200 | 200 | 200 | 200 | 200 | 200 | 200 | 200 | 200 | 200 | 200
1152 | BIG ELM SOLAR | 21INR0353 |  | BELL | SOLAR | NORTH | 2023 | 221.8 | 221.8 | 221.8 | 221.8 | 221.8 | 221.8 | 221.8 | 221.8 | 221.8 | 221.8 | 221.8
1153 | BLUE SKY SOL | 22INR0455 |  | CROCKETT | SOLAR | WEST | 2023 | 101.2 | 101.2 | 101.2 | 101.2 | 101.2 | 101.2 | 101.2 | 101.2 | 101.2 | 101.2 | 101.2
1154 | BPL FILES SOLAR | 20INR0164 |  | HILL | SOLAR | NORTH | 2023 | 145 | 145 | 145 | 145 | 145 | 145 | 145 | 145 | 145 | 145 | 145
1155 | BRASS FORK SOLAR | 22INR0270 |  | HASKELL | SOLAR | WEST | 2024 | 304.8 | 0 | 304.8 | 304.8 | 304.8 | 304.8 | 304.8 | 304.8 | 304.8 | 304.8 | 304.8
1156 | BRIGHT ARROW SOLAR | 22INR0242 |  | HOPKINS | SOLAR | NORTH | 2023 | 300 | 300 | 300 | 300 | 300 | 300 | 300 | 300 | 300 | 300 | 300
1157 | BUCKEYE CORPUS FUELS SOLAR | 22INR0397 |  | NUECES | SOLAR | COASTAL | 2023 | 57.6 | 0 | 57.6 | 57.6 | 57.6 | 57.6 | 57.6 | 57.6 | 57.6 | 57.6 | 57.6
1158 | CACHENA SOLAR | 23INR0027 |  | WILSON | SOLAR | SOUTH | 2024 | 440 | 0 | 440 | 440 | 440 | 440 | 440 | 440 | 440 | 440 | 440
1159 | CAROL SOLAR | 21INR0274 |  | POTTER | SOLAR | PANHANDLE | 2025 | 223.2 | 0 | 0 | 0 | 223.2 | 223.2 | 223.2 | 223.2 | 223.2 | 223.2 | 223.2
1160 | CASTRO SOLAR | 20INR0050 |  | CASTRO | SOLAR | PANHANDLE | 2024 | 222.9 | 0 | 222.9 | 222.9 | 222.9 | 222.9 | 222.9 | 222.9 | 222.9 | 222.9 | 222.9
1161 | CHARGER SOLAR | 23INR0047 |  | REFUGIO | SOLAR | COASTAL | 2024 | 406.8 | 0 | 406.8 | 406.8 | 406.8 | 406.8 | 406.8 | 406.8 | 406.8 | 406.8 | 406.8
1162 | CHILLINGHAM SOLAR | 23INR0070 |  | BELL | SOLAR | NORTH | 2023 | 359.4 | 359.4 | 359.4 | 359.4 | 359.4 | 359.4 | 359.4 | 359.4 | 359.4 | 359.4 | 359.4
1163 | CLUTCH CITY SOLAR | 22INR0279 |  | BRAZORIA | SOLAR | COASTAL | 2024 | 204.2 | 0 | 204.2 | 204.2 | 204.2 | 204.2 | 204.2 | 204.2 | 204.2 | 204.2 | 204.2
1164 | CORAL SOLAR | 22INR0295 |  | FALLS | SOLAR | NORTH | 2023 | 152 | 0 | 152 | 152 | 152 | 152 | 152 | 152 | 152 | 152 | 152
1165 | CORAZON SOLAR PHASE II | 22INR0257 |  | WEBB | SOLAR | SOUTH | 2025 | 202.6 | 0 | 0 | 202.6 | 202.6 | 202.6 | 202.6 | 202.6 | 202.6 | 202.6 | 202.6
1166 | COTTONWOOD BAYOU SOLAR I | 19INR0134 |  | BRAZORIA | SOLAR | COASTAL | 2024 | 150 | 0 | 150 | 150 | 150 | 150 | 150 | 150 | 150 | 150 | 150
1167 | CROWDED STAR SOLAR | 20INR0241 |  | JONES | SOLAR | WEST | 2024 | 217.6 | 0 | 217.6 | 217.6 | 217.6 | 217.6 | 217.6 | 217.6 | 217.6 | 217.6 | 217.6
1168 | CROWDED STAR SOLAR II | 22INR0274 |  | JONES | SOLAR | WEST | 2025 | 188.8 | 0 | 0 | 188.8 | 188.8 | 188.8 | 188.8 | 188.8 | 188.8 | 188.8 | 188.8
1169 | DANISH FIELDS SOLAR I | 20INR0069 |  | WHARTON | SOLAR | SOUTH | 2023 | 619.1 | 619.1 | 619.1 | 619.1 | 619.1 | 619.1 | 619.1 | 619.1 | 619.1 | 619.1 | 619.1
1170 | DAWN SOLAR | 20INR0255 |  | DEAF SMITH | SOLAR | PANHANDLE | 2023 | 515.7 | 515.7 | 515.7 | 515.7 | 515.7 | 515.7 | 515.7 | 515.7 | 515.7 | 515.7 | 515.7
1171 | DELILAH SOLAR 1 | 22INR0202 |  | LAMAR | SOLAR | NORTH | 2023 | 300 | 300 | 300 | 300 | 300 | 300 | 300 | 300 | 300 | 300 | 300
1172 | DELILAH SOLAR 2 | 22INR0203 |  | LAMAR | SOLAR | NORTH | 2023 | 317.6 | 317.6 | 317.6 | 317.6 | 317.6 | 317.6 | 317.6 | 317.6 | 317.6 | 317.6 | 317.6
1173 | DELILAH SOLAR 3 | 23INR0042 |  | LAMAR | SOLAR | NORTH | 2023 | 200 | 200 | 200 | 200 | 200 | 200 | 200 | 200 | 200 | 200 | 200
1174 | DELILAH SOLAR 4 | 23INR0060 |  | LAMAR | SOLAR | NORTH | 2023 | 90 | 90 | 90 | 90 | 90 | 90 | 90 | 90 | 90 | 90 | 90
1175 | DILEO SOLAR | 22INR0359 |  | BOSQUE | SOLAR | NORTH | 2023 | 72 | 72 | 72 | 72 | 72 | 72 | 72 | 72 | 72 | 72 | 72
1176 | DONEGAL SOLAR | 23INR0089 |  | DICKENS | SOLAR | PANHANDLE | 2024 | 204.2 | 0 | 204.2 | 204.2 | 204.2 | 204.2 | 204.2 | 204.2 | 204.2 | 204.2 | 204.2
1177 | DR SOLAR | 22INR0454 |  | CULBERSON | SOLAR | WEST | 2024 | 46 | 0 | 46 | 46 | 46 | 46 | 46 | 46 | 46 | 46 | 46
1178 | EASTBELL MILAM SOLAR | 21INR0203 |  | MILAM | SOLAR | SOUTH | 2023 | 244.9 | 244.9 | 244.9 | 244.9 | 244.9 | 244.9 | 244.9 | 244.9 | 244.9 | 244.9 | 244.9
1179 | EIFFEL SOLAR | 22INR0223 |  | LAMAR | SOLAR | NORTH | 2023 | 240 | 240 | 240 | 240 | 240 | 240 | 240 | 240 | 240 | 240 | 240
1180 | ELIZA SOLAR | 21INR0368 |  | KAUFMAN | SOLAR | NORTH | 2024 | 151.3 | 0 | 151.3 | 151.3 | 151.3 | 151.3 | 151.3 | 151.3 | 151.3 | 151.3 | 151.3
1181 | ELLIS SOLAR | 21INR0493 |  | ELLIS | SOLAR | NORTH | 2022 | 80 | 80 | 80 | 80 | 80 | 80 | 80 | 80 | 80 | 80 | 80
1182 | EQUINOX SOLAR 1 | 21INR0226 |  | STARR | SOLAR | SOUTH | 2025 | 200 | 0 | 0 | 200 | 200 | 200 | 200 | 200 | 200 | 200 | 200
1183 | ESTONIAN SOLAR FARM | 22INR0335 |  | DELTA | SOLAR | NORTH | 2023 | 202.5 | 202.5 | 202.5 | 202.5 | 202.5 | 202.5 | 202.5 | 202.5 | 202.5 | 202.5 | 202.5
1184 | FAGUS SOLAR PARK (MISAE SOLAR II) | 20INR0091 |  | CHILDRESS | SOLAR | PANHANDLE | 2023 | 517.3 | 0 | 517.3 | 517.3 | 517.3 | 517.3 | 517.3 | 517.3 | 517.3 | 517.3 | 517.3
1185 | FENCE POST SOLAR | 22INR0404 |  | NAVARRO | SOLAR | NORTH | 2023 | 236 | 236 | 236 | 236 | 236 | 236 | 236 | 236 | 236 | 236 | 236
1186 | FIVE WELLS SOLAR | 24INR0015 |  | BELL | SOLAR | NORTH | 2023 | 355.4 | 0 | 355.4 | 355.4 | 355.4 | 355.4 | 355.4 | 355.4 | 355.4 | 355.4 | 355.4
1187 | FRYE SOLAR | 20INR0080 |  | SWISHER | SOLAR | PANHANDLE | 2024 | 514.1 | 0 | 514.1 | 514.1 | 514.1 | 514.1 | 514.1 | 514.1 | 514.1 | 514.1 | 514.1
1188 | GALACTIC SOLAR | 23INR0144 |  | GRAYSON | SOLAR | NORTH | 2024 | 205.2 | 0 | 205.2 | 205.2 | 205.2 | 205.2 | 205.2 | 205.2 | 205.2 | 205.2 | 205.2
1189 | GALLOWAY 2 SOLAR | 21INR0431 |  | CONCHO | SOLAR | WEST | 2023 | 113.9 | 113.9 | 113.9 | 113.9 | 113.9 | 113.9 | 113.9 | 113.9 | 113.9 | 113.9 | 113.9
1190 | GARCITAS CREEK SOLAR | 23INR0223 |  | JACKSON | SOLAR | SOUTH | 2023 | 201.9 | 0 | 201.9 | 201.9 | 201.9 | 201.9 | 201.9 | 201.9 | 201.9 | 201.9 | 201.9
1191 | GOLINDA SOLAR | 21INR0434 |  | FALLS | SOLAR | NORTH | 2023 | 100.5 | 100.5 | 100.5 | 100.5 | 100.5 | 100.5 | 100.5 | 100.5 | 100.5 | 100.5 | 100.5
1192 | GP SOLAR | 23INR0045 |  | VAN ZANDT | SOLAR | NORTH | 2023 | 122 | 122 | 122 | 122 | 122 | 122 | 122 | 122 | 122 | 122 | 122
1193 | GRANDSLAM SOLAR | 21INR0391 |  | ATASCOSA | SOLAR | SOUTH | 2024 | 121.9 | 0 | 121.9 | 121.9 | 121.9 | 121.9 | 121.9 | 121.9 | 121.9 | 121.9 | 121.9
1194 | GRANSOLAR TEXAS ONE | 22INR0511 |  | MILAM | SOLAR | SOUTH | 2023 | 60.9 | 60.9 | 60.9 | 60.9 | 60.9 | 60.9 | 60.9 | 60.9 | 60.9 | 60.9 | 60.9
1195 | GREATER BRYANT G SOLAR | 23INR0300 |  | MIDLAND | SOLAR | WEST | 2024 | 41.6 | 0 | 41.6 | 41.6 | 41.6 | 41.6 | 41.6 | 41.6 | 41.6 | 41.6 | 41.6
1196 | GREEN HOLLY SOLAR | 21INR0021 |  | DAWSON | SOLAR | WEST | 2024 | 413.6 | 0 | 0 | 413.6 | 413.6 | 413.6 | 413.6 | 413.6 | 413.6 | 413.6 | 413.6
1197 | GREYHOUND SOLAR | 21INR0268 |  | ECTOR | SOLAR | WEST | 2023 | 608.7 | 0 | 608.7 | 608.7 | 608.7 | 608.7 | 608.7 | 608.7 | 608.7 | 608.7 | 608.7
1198 | GRIMES COUNTY SOLAR | 23INR0160 |  | GRIMES | SOLAR | NORTH | 2024 | 210 | 0 | 210 | 210 | 210 | 210 | 210 | 210 | 210 | 210 | 210
1199 | GRIZZLY RIDGE SOLAR | 21INR0375 |  | HAMILTON | SOLAR | NORTH | 2023 | 100 | 100 | 100 | 100 | 100 | 100 | 100 | 100 | 100 | 100 | 100
1200 | GULF STAR SOLAR SLF (G-STAR SOLAR) | 23INR0111 |  | WHARTON | SOLAR | SOUTH | 2024 | 451.6 | 0 | 451.6 | 451.6 | 451.6 | 451.6 | 451.6 | 451.6 | 451.6 | 451.6 | 451.6
1201 | HALO SOLAR | 21INR0304 |  | BELL | SOLAR | NORTH | 2023 | 254 | 254 | 254 | 254 | 254 | 254 | 254 | 254 | 254 | 254 | 254
1202 | HAYHURST TEXAS SOLAR | 22INR0363 |  | CULBERSON | SOLAR | WEST | 2023 | 25.7 | 25.7 | 25.7 | 25.7 | 25.7 | 25.7 | 25.7 | 25.7 | 25.7 | 25.7 | 25.7
1203 | HOPKINS SOLAR | 20INR0210 |  | HOPKINS | SOLAR | NORTH | 2023 | 252 | 252 | 252 | 252 | 252 | 252 | 252 | 252 | 252 | 252 | 252
1204 | HORIZON SOLAR | 21INR0261 |  | FRIO | SOLAR | SOUTH | 2023 | 203.5 | 0 | 203.5 | 203.5 | 203.5 | 203.5 | 203.5 | 203.5 | 203.5 | 203.5 | 203.5
1205 | HORNET SOLAR | 23INR0021 |  | SWISHER | SOLAR | PANHANDLE | 2024 | 611 | 0 | 611 | 611 | 611 | 611 | 611 | 611 | 611 | 611 | 611
1206 | HOVEY (BARILLA SOLAR 1B) | 12INR0059b |  | PECOS | SOLAR | WEST | 2022 | 7.4 | 7.4 | 7.4 | 7.4 | 7.4 | 7.4 | 7.4 | 7.4 | 7.4 | 7.4 | 7.4
1207 | HOYTE SOLAR | 23INR0235 |  | MILAM | SOLAR | SOUTH | 2024 | 203.97 | 0 | 203.97 | 203.97 | 203.97 | 203.97 | 203.97 | 203.97 | 203.97 | 203.97 | 203.97
1208 | INDIGO SOLAR | 21INR0031 |  | FISHER | SOLAR | WEST | 2023 | 125 | 125 | 125 | 125 | 125 | 125 | 125 | 125 | 125 | 125 | 125
1209 | INERTIA SOLAR | 22INR0374 |  | HASKELL | SOLAR | WEST | 2024 | 258.4 | 0 | 0 | 258.4 | 258.4 | 258.4 | 258.4 | 258.4 | 258.4 | 258.4 | 258.4
1210 | JACKALOPE SOLAR | 23INR0180 |  | SAN PATRICIO | SOLAR | COASTAL | 2024 | 156.4 | 0 | 156.4 | 156.4 | 156.4 | 156.4 | 156.4 | 156.4 | 156.4 | 156.4 | 156.4
1211 | JADE SOLAR | 22INR0360 |  | SCURRY | SOLAR | WEST | 2023 | 320 | 320 | 320 | 320 | 320 | 320 | 320 | 320 | 320 | 320 | 320
1212 | JUNGMANN SOLAR | 22INR0356 |  | MILAM | SOLAR | SOUTH | 2023 | 40 | 40 | 40 | 40 | 40 | 40 | 40 | 40 | 40 | 40 | 40
1213 | LAVACA BAY SOLAR | 23INR0084 |  | MATAGORDA | SOLAR | COASTAL | 2023 | 243.5 | 243.5 | 243.5 | 243.5 | 243.5 | 243.5 | 243.5 | 243.5 | 243.5 | 243.5 | 243.5
1214 | LONG POINT SOLAR | 19INR0042 |  | BRAZORIA | SOLAR | COASTAL | 2023 | 101.3 | 101.3 | 101.3 | 101.3 | 101.3 | 101.3 | 101.3 | 101.3 | 101.3 | 101.3 | 101.3
1215 | LUNIS CREEK SOLAR 1 | 21INR0344 |  | JACKSON | SOLAR | SOUTH | 2024 | 617.1 | 0 | 0 | 617.1 | 617.1 | 617.1 | 617.1 | 617.1 | 617.1 | 617.1 | 617.1
1216 | MALEZA SOLAR | 21INR0220 |  | WHARTON | SOLAR | SOUTH | 2024 | 254.9 | 0 | 254.9 | 254.9 | 254.9 | 254.9 | 254.9 | 254.9 | 254.9 | 254.9 | 254.9
1217 | MARKUM SOLAR | 20INR0230 |  | MCLENNAN | SOLAR | NORTH | 2024 | 161 | 0 | 161 | 161 | 161 | 161 | 161 | 161 | 161 | 161 | 161
1218 | MATAGORDA SOLAR | 22INR0342 |  | MATAGORDA | SOLAR | COASTAL | 2023 | 101 | 0 | 101 | 101 | 101 | 101 | 101 | 101 | 101 | 101 | 101
1219 | MERCURY I SOLAR | 21INR0257 |  | HILL | SOLAR | NORTH | 2023 | 203.5 | 0 | 203.5 | 203.5 | 203.5 | 203.5 | 203.5 | 203.5 | 203.5 | 203.5 | 203.5
1220 | MERCURY II SOLAR | 23INR0153 |  | HILL | SOLAR | NORTH | 2023 | 203.2 | 0 | 203.2 | 203.2 | 203.2 | 203.2 | 203.2 | 203.2 | 203.2 | 203.2 | 203.2
1221 | MORROW LAKE SOLAR | 19INR0155 |  | FRIO | SOLAR | SOUTH | 2023 | 204 | 204 | 204 | 204 | 204 | 204 | 204 | 204 | 204 | 204 | 204
1222 | MUSTANG CREEK SOLAR | 18INR0050 |  | JACKSON | SOLAR | SOUTH | 2023 | 150.5 | 150.5 | 150.5 | 150.5 | 150.5 | 150.5 | 150.5 | 150.5 | 150.5 | 150.5 | 150.5
1223 | MYRTLE SOLAR | 19INR0041 |  | BRAZORIA | SOLAR | COASTAL | 2023 | 313 | 313 | 313 | 313 | 313 | 313 | 313 | 313 | 313 | 313 | 313
1224 | NABATOTO SOLAR NORTH | 21INR0428 |  | LEON | SOLAR | NORTH | 2025 | 365.7 | 0 | 0 | 365.7 | 365.7 | 365.7 | 365.7 | 365.7 | 365.7 | 365.7 | 365.7
1225 | NAZARETH SOLAR | 16INR0049 |  | CASTRO | SOLAR | PANHANDLE | 2025 | 204 | 0 | 0 | 204 | 204 | 204 | 204 | 204 | 204 | 204 | 204
1226 | NEPTUNE SOLAR | 21INR0499 |  | JACKSON | SOLAR | SOUTH | 2023 | 206.3 | 0 | 206.3 | 206.3 | 206.3 | 206.3 | 206.3 | 206.3 | 206.3 | 206.3 | 206.3
1227 | NORIA SOLAR DCC | 23INR0061 |  | NUECES | SOLAR | COASTAL | 2024 | 145 | 0 | 145 | 145 | 145 | 145 | 145 | 145 | 145 | 145 | 145
1228 | NORTON SOLAR | 19INR0035 |  | RUNNELS | SOLAR | WEST | 2024 | 125 | 0 | 125 | 125 | 125 | 125 | 125 | 125 | 125 | 125 | 125
1229 | OLD HICKORY SOLAR | 20INR0236 |  | JACKSON | SOLAR | SOUTH | 2024 | 206 | 0 | 206 | 206 | 206 | 206 | 206 | 206 | 206 | 206 | 206
1230 | OUTPOST SOLAR | 23INR0007 |  | WEBB | SOLAR | SOUTH | 2024 | 513.7 | 0 | 513.7 | 513.7 | 513.7 | 513.7 | 513.7 | 513.7 | 513.7 | 513.7 | 513.7
1231 | OYSTERCATCHER SOLAR | 21INR0362 |  | ELLIS | SOLAR | NORTH | 2024 | 220.3 | 0 | 220.3 | 220.3 | 220.3 | 220.3 | 220.3 | 220.3 | 220.3 | 220.3 | 220.3
1232 | PARLIAMENT SOLAR | 23INR0044 |  | WALLER | SOLAR | HOUSTON | 2023 | 482.7 | 0 | 482.7 | 482.7 | 482.7 | 482.7 | 482.7 | 482.7 | 482.7 | 482.7 | 482.7
1233 | PEREGRINE SOLAR | 22INR0283 |  | GOLIAD | SOLAR | SOUTH | 2024 | 303.4 | 0 | 303.4 | 303.4 | 303.4 | 303.4 | 303.4 | 303.4 | 303.4 | 303.4 | 303.4
1234 | PINE FOREST SOLAR | 20INR0203 |  | HOPKINS | SOLAR | NORTH | 2024 | 286.3 | 0 | 286.3 | 286.3 | 286.3 | 286.3 | 286.3 | 286.3 | 286.3 | 286.3 | 286.3
1235 | PINK SOLAR | 22INR0281 |  | HUNT | SOLAR | NORTH | 2023 | 151 | 0 | 151 | 151 | 151 | 151 | 151 | 151 | 151 | 151 | 151
1236 | PITTS DUDIK SOLAR | 20INR0074 |  | HILL | SOLAR | NORTH | 2023 | 50 | 50 | 50 | 50 | 50 | 50 | 50 | 50 | 50 | 50 | 50
1237 | PORTER SOLAR | 21INR0458 |  | DENTON | SOLAR | NORTH | 2024 | 245 | 0 | 245 | 245 | 245 | 245 | 245 | 245 | 245 | 245 | 245
1238 | RED HOLLY SOLAR | 21INR0022 |  | DAWSON | SOLAR | WEST | 2024 | 260 | 0 | 260 | 260 | 260 | 260 | 260 | 260 | 260 | 260 | 260
1239 | REDONDA SOLAR | 23INR0162 |  | ZAPATA | SOLAR | SOUTH | 2024 | 253.2 | 0 | 253.2 | 253.2 | 253.2 | 253.2 | 253.2 | 253.2 | 253.2 | 253.2 | 253.2
1240 | RED-TAILED HAWK SOLAR | 21INR0389 |  | WHARTON | SOLAR | SOUTH | 2024 | 353.4 | 0 | 353.4 | 353.4 | 353.4 | 353.4 | 353.4 | 353.4 | 353.4 | 353.4 | 353.4
1241 | ROCINANTE SOLAR | 23INR0231 |  | GONZALES | SOLAR | SOUTH | 2023 | 95 | 0 | 95 | 95 | 95 | 95 | 95 | 95 | 95 | 95 | 95
1242 | RODEO SOLAR | 19INR0103 |  | ANDREWS | SOLAR | WEST | 2024 | 200 | 0 | 200 | 200 | 200 | 200 | 200 | 200 | 200 | 200 | 200
1243 | ROWLAND SOLAR II | 22INR0482 |  | FORT BEND | SOLAR | HOUSTON | 2024 | 202.8 | 0 | 202.8 | 202.8 | 202.8 | 202.8 | 202.8 | 202.8 | 202.8 | 202.8 | 202.8
1244 | SAMSON SOLAR 2 | 21INR0490 |  | LAMAR | SOLAR | NORTH | 2023 | 203 | 203 | 203 | 203 | 203 | 203 | 203 | 203 | 203 | 203 | 203
1245 | SBRANCH SOLAR PROJECT | 22INR0205 |  | WHARTON | SOLAR | SOUTH | 2023 | 233.5 | 233.5 | 233.5 | 233.5 | 233.5 | 233.5 | 233.5 | 233.5 | 233.5 | 233.5 | 233.5
1246 | SCHOOLHOUSE SOLAR | 22INR0211 |  | LEE | SOLAR | SOUTH | 2025 | 150.8 | 0 | 0 | 150.8 | 150.8 | 150.8 | 150.8 | 150.8 | 150.8 | 150.8 | 150.8
1247 | SECOND DIVISION SOLAR | 20INR0248 |  | BRAZORIA | SOLAR | COASTAL | 2024 | 100.6 | 0 | 100.6 | 100.6 | 100.6 | 100.6 | 100.6 | 100.6 | 100.6 | 100.6 | 100.6
1248 | SHAULA I SOLAR | 22INR0251 |  | DEWITT | SOLAR | SOUTH | 2024 | 205.2 | 0 | 205.2 | 205.2 | 205.2 | 205.2 | 205.2 | 205.2 | 205.2 | 205.2 | 205.2
1249 | SHAULA II SOLAR | 22INR0267 |  | DEWITT | SOLAR | SOUTH | 2024 | 205.2 | 0 | 205.2 | 205.2 | 205.2 | 205.2 | 205.2 | 205.2 | 205.2 | 205.2 | 205.2
1250 | SIGNAL SOLAR | 20INR0208 |  | HUNT | SOLAR | NORTH | 2024 | 51.8 | 0 | 51.8 | 51.8 | 51.8 | 51.8 | 51.8 | 51.8 | 51.8 | 51.8 | 51.8
1251 | SODA LAKE SOLAR 1 SLF | 23INR0080 |  | CRANE | SOLAR | WEST | 2023 | 202.6 | 0 | 202.6 | 202.6 | 202.6 | 202.6 | 202.6 | 202.6 | 202.6 | 202.6 | 202.6
1252 | SODA LAKE SOLAR 2 | 20INR0143 |  | CRANE | SOLAR | WEST | 2024 | 203 | 0 | 203 | 203 | 203 | 203 | 203 | 203 | 203 | 203 | 203
1253 | SPACE CITY SOLAR | 21INR0341 |  | WHARTON | SOLAR | SOUTH | 2024 | 609.7 | 0 | 609.7 | 609.7 | 609.7 | 609.7 | 609.7 | 609.7 | 609.7 | 609.7 | 609.7
1254 | SPANISH CROWN | 21INR0323 |  | FALLS | SOLAR | NORTH | 2023 | 100.7 | 100.7 | 100.7 | 100.7 | 100.7 | 100.7 | 100.7 | 100.7 | 100.7 | 100.7 | 100.7
1255 | SPARTA SOLAR | 22INR0352 |  | BEE | SOLAR | SOUTH | 2023 | 250 | 250 | 250 | 250 | 250 | 250 | 250 | 250 | 250 | 250 | 250
1256 | STAMPEDE SOLAR | 22INR0409 |  | HOPKINS | SOLAR | NORTH | 2023 | 255 | 255 | 255 | 255 | 255 | 255 | 255 | 255 | 255 | 255 | 255
1257 | STARLING SOLAR | 23INR0035 |  | GONZALES | SOLAR | SOUTH | 2023 | 123 | 123 | 123 | 123 | 123 | 123 | 123 | 123 | 123 | 123 | 123
1258 | STARR SOLAR RANCH | 20INR0216 |  | STARR | SOLAR | SOUTH | 2024 | 136.7 | 0 | 136.7 | 136.7 | 136.7 | 136.7 | 136.7 | 136.7 | 136.7 | 136.7 | 136.7
1259 | SUNRAY | 21INR0395 |  | UVALDE | SOLAR | SOUTH | 2024 | 204.1 | 0 | 204.1 | 204.1 | 204.1 | 204.1 | 204.1 | 204.1 | 204.1 | 204.1 | 204.1
1260 | TALITHA SOLAR | 21INR0393 |  | JIM WELLS | SOLAR | SOUTH | 2024 | 131 | 0 | 131 | 131 | 131 | 131 | 131 | 131 | 131 | 131 | 131
1261 | TANGLEWOOD SOLAR | 23INR0054 |  | BRAZORIA | SOLAR | COASTAL | 2025 | 257 | 0 | 0 | 257 | 257 | 257 | 257 | 257 | 257 | 257 | 257
1262 | TAVNER (FORT BEND SOLAR) | 18INR0053 |  | FORT BEND | SOLAR | HOUSTON | 2023 | 143.6 | 143.6 | 143.6 | 143.6 | 143.6 | 143.6 | 143.6 | 143.6 | 143.6 | 143.6 | 143.6
1263 | TEXANA SOLAR | 18INR0058 |  | WHARTON | SOLAR | SOUTH | 2024 | 152.3 | 0 | 152.3 | 152.3 | 152.3 | 152.3 | 152.3 | 152.3 | 152.3 | 152.3 | 152.3
1264 | TEXAS SOLAR NOVA | 19INR0001 |  | KENT | SOLAR | WEST | 2023 | 253.5 | 253.5 | 253.5 | 253.5 | 253.5 | 253.5 | 253.5 | 253.5 | 253.5 | 253.5 | 253.5
1265 | TEXAS SOLAR NOVA 2 | 20INR0269 |  | KENT | SOLAR | WEST | 2023 | 201.1 | 0 | 201.1 | 201.1 | 201.1 | 201.1 | 201.1 | 201.1 | 201.1 | 201.1 | 201.1
1266 | TIERRA BONITA SOLAR | 21INR0424 |  | PECOS | SOLAR | WEST | 2024 | 309.68 | 0 | 309.7 | 309.7 | 309.7 | 309.7 | 309.7 | 309.7 | 309.7 | 309.7 | 309.7
1267 | TRES BAHIAS SOLAR | 20INR0266 |  | CALHOUN | SOLAR | COASTAL | 2023 | 195 | 195 | 195 | 195 | 195 | 195 | 195 | 195 | 195 | 195 | 195
1268 | TROJAN SOLAR | 23INR0296 |  | COOKE | SOLAR | NORTH | 2024 | 206.11 | 0 | 206.11 | 206.11 | 206.11 | 206.11 | 206.11 | 206.11 | 206.11 | 206.11 | 206.11
1269 | TULSITA SOLAR | 21INR0223 |  | GOLIAD | SOLAR | SOUTH | 2024 | 261 | 0 | 0 | 261 | 261 | 261 | 261 | 261 | 261 | 261 | 261
1270 | TYSON NICK SOLAR | 20INR0222 |  | LAMAR | SOLAR | NORTH | 2023 | 90 | 0 | 90 | 90 | 90 | 90 | 90 | 90 | 90 | 90 | 90
1271 | ULYSSES SOLAR | 21INR0253 |  | COKE | SOLAR | WEST | 2024 | 150 | 0 | 150 | 150 | 150 | 150 | 150 | 150 | 150 | 150 | 150
1272 | UMBRA (STOCKYARD) SOLAR | 23INR0155 |  | FRANKLIN | SOLAR | NORTH | 2024 | 210 | 0 | 0 | 210 | 210 | 210 | 210 | 210 | 210 | 210 | 210
1273 | XE MURAT SOLAR | 22INR0354 |  | HARRIS | SOLAR | HOUSTON | 2024 | 60.4 | 0 | 60.4 | 60.4 | 60.4 | 60.4 | 60.4 | 60.4 | 60.4 | 60.4 | 60.4
1274 | ZIER SOLAR | 21INR0019 |  | KINNEY | SOLAR | SOUTH | 2023 | 163 | 0 | 163 | 163 | 163 | 163 | 163 | 163 | 163 | 163 | 163
1275 | Planned Capacity Total (Solar) | [6 empty] | 30274.86 | 9547.5 | 26468.58 | 30051.68 | 30274.88 | 30274.88 | 30274.88 | 30274.88 | 30274.88 | 30274.88 | 30274.88
1276 | Solar Peak Average Capacity Percentage |  | SOLAR_PL_PEAK_PCT | % |  |  |  | 100 | 11 | 11 | 11 | 11 | 11 | 11 | 11 | 11 | 11 | 11
1277
1278 | Planned Storage Resources with Executed SGIA
1279 | ADAMSTOWN STORAGE | 21INR0209 |  | WICHITA | STORAGE | WEST | 2025 | 116.9 | 0 | 0 | 116.9 | 116.9 | 116.9 | 116.9 | 116.9 | 116.9 | 116.9 | 116.9
1280 | AMSTERDAM STORAGE | 22INR0417 |  | BRAZORIA | STORAGE | COASTAL | 2024 | 201.1 | 0 | 201.1 | 201.1 | 201.1 | 201.1 | 201.1 | 201.1 | 201.1 | 201.1 | 201.1
1281 | ANEMOI ENERGY STORAGE | 23INR0369 |  | HIDALGO | STORAGE | SOUTH | 2023 | 205 | 0 | 205 | 205 | 205 | 205 | 205 | 205 | 205 | 205 | 205
1282 | ARROYO STORAGE SLF | 24INR0306 |  | CAMERON | STORAGE | COASTAL | 2024 | 0 | 0 | 0 | 0 | 0 | 0 | 0 | 0 | 0 | 0 | 0
1283 | BIG STAR STORAGE | 21INR0469 |  | BASTROP | STORAGE | SOUTH | 2023 | 80 | 80 | 80 | 80 | 80 | 80 | 80 | 80 | 80 | 80 | 80
1284 | BORDERTOWN BESS | 23INR0354 |  | STARR | STORAGE | SOUTH | 2023 | 106.15 | 106.15 | 106.15 | 106.15 | 106.15 | 106.15 | 106.15 | 106.15 | 106.15 | 106.15 | 106.15
1285 | BRAZOS BEND BESS | 23INR0363 |  | FORT BEND | STORAGE | HOUSTON | 2024 | 101.21 | 0 | 101.21 | 101.21 | 101.21 | 101.21 | 101.21 | 101.21 | 101.21 | 101.21 | 101.21
1286 | BRIGHT ARROW STORAGE | 22INR0302 |  | HOPKINS | STORAGE | NORTH | 2023 | 103.6 | 103.6 | 103.6 | 103.6 | 103.6 | 103.6 | 103.6 | 103.6 | 103.6 | 103.6 | 103.6
1287 | BRP ANTLIA BESS | 22INR0349 |  | VAL VERDE | STORAGE | WEST | 2023 | 70.9 | 70.9 | 70.9 | 70.9 | 70.9 | 70.9 | 70.9 | 70.9 | 70.9 | 70.9 | 70.9
1288 | BRP CACHI BESS | 22INR0388 |  | GUADALUPE | STORAGE | SOUTH | 2023 | 202.5 | 202.5 | 202.5 | 202.5 | 202.5 | 202.5 | 202.5 | 202.5 | 202.5 | 202.5 | 202.5
1289 | BRP CARINA BESS | 22INR0353 |  | NUECES | STORAGE | COASTAL | 2023 | 151.9 | 151.9 | 151.9 | 151.9 | 151.9 | 151.9 | 151.9 | 151.9 | 151.9 | 151.9 | 151.9
1290 | BRP DICKENS BESS | 22INR0325 |  | DICKENS | STORAGE | PANHANDLE | 2023 | 202.3 | 202.3 | 202.3 | 202.3 | 202.3 | 202.3 | 202.3 | 202.3 | 202.3 | 202.3 | 202.3
1291 | BRP HYDRA BESS | 22INR0372 |  | PECOS | STORAGE | WEST | 2023 | 202.3 | 202.3 | 202.3 | 202.3 | 202.3 | 202.3 | 202.3 | 202.3 | 202.3 | 202.3 | 202.3
1292 | BRP LIBRA BESS | 22INR0366 |  | GUADALUPE | STORAGE | SOUTH | 2023 | 202.4 | 202.4 | 202.4 | 202.4 | 202.4 | 202.4 | 202.4 | 202.4 | 202.4 | 202.4 | 202.4
1293 | BRP PALEO BESS | 22INR0322 |  | HALE | STORAGE | PANHANDLE | 2023 | 202.4 | 202.4 | 202.4 | 202.4 | 202.4 | 202.4 | 202.4 | 202.4 | 202.4 | 202.4 | 202.4
1294 | BRP PAVO BESS | 22INR0384 |  | PECOS | STORAGE | WEST | 2023 | 176.9 | 176.9 | 176.9 | 176.9 | 176.9 | 176.9 | 176.9 | 176.9 | 176.9 | 176.9 | 176.9
1295 | BRP TORTOLAS BESS | 23INR0072 |  | BRAZORIA | STORAGE | COASTAL | 2023 | 50.7 | 50.7 | 50.7 | 50.7 | 50.7 | 50.7 | 50.7 | 50.7 | 50.7 | 50.7 | 50.7
1296 | CALLISTO I ENERGY CENTER | 22INR0490 |  | HARRIS | STORAGE | HOUSTON | 2023 | 203 | 203 | 203 | 203 | 203 | 203 | 203 | 203 | 203 | 203 | 203
1297 | CHILLINGHAM STORAGE | 23INR0079 |  | BELL | STORAGE | NORTH | 2023 | 153.8 | 153.8 | 153.8 | 153.8 | 153.8 | 153.8 | 153.8 | 153.8 | 153.8 | 153.8 | 153.8
1298 | CITADEL BESS | 24INR0147 |  | HARRIS | STORAGE | HOUSTON | 2024 | 206.3 | 0 | 206.3 | 206.3 | 206.3 | 206.3 | 206.3 | 206.3 | 206.3 | 206.3 | 206.3
1299 | CORAL STORAGE | 23INR0124 |  | FALLS | STORAGE | NORTH | 2023 | 101 |  | 101 | 101 | 101 | 101 | 101 | 101 | 101 | 101 | 101
1300 | COTTONWOOD BAYOU STORAGE | 21INR0443 |  | BRAZORIA | STORAGE | COASTAL | 2024 | 150.8 | 0 | 150.8 | 150.8 | 150.8 | 150.8 | 150.8 | 150.8 | 150.8 | 150.8 | 150.8
1301 | DANISH FIELDS STORAGE | 21INR0450 |  | WHARTON | STORAGE | SOUTH | 2023 | 150.8 | 150.8 | 150.8 | 150.8 | 150.8 | 150.8 | 150.8 | 150.8 | 150.8 | 150.8 | 150.8
1302 | DIBOLL BESS (DGR) | 23INR0522 |  | ANGELINA | STORAGE | NORTH | 2023 | 9.95 | 0 | 10 | 10 | 10 | 10 | 10 | 10 | 10 | 10 | 10
1303 | DONEGAL BESS | 23INR0103 |  | DICKENS | STORAGE | PANHANDLE | 2024 | 101.3 | 0 | 101.3 | 101.3 | 101.3 | 101.3 | 101.3 | 101.3 | 101.3 | 101.3 | 101.3
1304 | EBONY ENERGY STORAGE | 23INR0154 |  | COMAL | STORAGE | SOUTH | 2023 | 205 | 205 | 205 | 205 | 205 | 205 | 205 | 205 | 205 | 205 | 205
1305 | ELIZA STORAGE | 22INR0260 |  | KAUFMAN | STORAGE | NORTH | 2024 | 100.62 | 0 | 100.62 | 100.62 | 100.62 | 100.62 | 100.62 | 100.62 | 100.62 | 100.62 | 100.62
1306 | ESTONIAN ENERGY STORAGE | 22INR0336 |  | DELTA | STORAGE | NORTH | 2023 | 101.6 | 101.6 | 101.6 | 101.6 | 101.6 | 101.6 | 101.6 | 101.6 | 101.6 | 101.6 | 101.6
1307 | EVAL STORAGE | 22INR0401 |  | CAMERON | STORAGE | COASTAL | 2024 | 255 | 0 | 255 | 255 | 255 | 255 | 255 | 255 | 255 | 255 | 255
1308 | FENCE POST BESS | 22INR0405 |  | NAVARRO | STORAGE | NORTH | 2023 | 70 | 70 | 70 | 70 | 70 | 70 | 70 | 70 | 70 | 70 | 70
1309 | GIGA TEXAS ENERGY STORAGE | 23INR0239 |  | TRAVIS | STORAGE | SOUTH | 2023 | 131.1 | 131.1 | 131.1 | 131.1 | 131.1 | 131.1 | 131.1 | 131.1 | 131.1 | 131.1 | 131.1
1310 | GOMEZ BESS (DGR) | 23INR0519 |  | PECOS | STORAGE | WEST | 2023 | 9.95 | 10 | 10 | 10 | 10 | 10 | 10 | 10 | 10 | 10 | 10
1311 | GREAT KISKADEE STORAGE | 23INR0166 |  | HIDALGO | STORAGE | SOUTH | 2024 | 103.1 | 0 | 103.1 | 103.1 | 103.1 | 103.1 | 103.1 | 103.1 | 103.1 | 103.1 | 103.1
1312 | GREEN HOLLY STORAGE | 21INR0029 |  | DAWSON | STORAGE | WEST | 2024 | 50 | 0 | 50 | 50 | 50 | 50 | 50 | 50 | 50 | 50 | 50
1313 | GRIZZLY RIDGE BESS | 22INR0596 |  | HAMILTON | STORAGE | NORTH | 2022 | 9.9 | 9.9 | 9.9 | 9.9 | 9.9 | 9.9 | 9.9 | 9.9 | 9.9 | 9.9 | 9.9
1314 | GUAJILLO ENERGY STORAGE | 23INR0343 |  | WEBB | STORAGE | SOUTH | 2024 | 201.1 | 0 | 201.1 | 201.1 | 201.1 | 201.1 | 201.1 | 201.1 | 201.1 | 201.1 | 201.1
1315 | HOUSE MOUNTAIN 2 BATT | 22INR0485 |  | BREWSTER | STORAGE | WEST | 2023 | 63 | 63 | 63 | 63 | 63 | 63 | 63 | 63 | 63 | 63 | 63
1316 | HUMMINGBIRD STORAGE | 22INR0327 |  | DENTON | STORAGE | NORTH | 2023 | 103.8 | 103.8 | 103.8 | 103.8 | 103.8 | 103.8 | 103.8 | 103.8 | 103.8 | 103.8 | 103.8
1317 | INERTIA BESS | 22INR0328 |  | HASKELL | STORAGE | WEST | 2023 | 13 | 13 | 13 | 13 | 13 | 13 | 13 | 13 | 13 | 13 | 13
1318 | INERTIA BESS 2 | 22INR0375 |  | HASKELL | STORAGE | WEST | 2025 | 100.8 | 0 | 0 | 100.8 | 100.8 | 100.8 | 100.8 | 100.8 | 100.8 | 100.8 | 100.8
1319 | JUNCTION BESS (DGR) | 23INR0521 |  | KIMBLE | STORAGE | SOUTH | 2023 | 9.9 | 9.9 | 9.9 | 9.9 | 9.9 | 9.9 | 9.9 | 9.9 | 9.9 | 9.9 | 9.9
1320 | LARKSPUR ENERGY STORAGE | 23INR0340 |  | UPTON | STORAGE | WEST | 2025 | 307.5 | 0 | 0 | 307.5 | 307.5 | 307.5 | 307.5 | 307.5 | 307.5 | 307.5 | 307.5
1321 | LIMOUSIN OAK STORAGE | 22INR0338 |  | GRIMES | STORAGE | NORTH | 2023 | 104.6 | 104.6 | 104.6 | 104.6 | 104.6 | 104.6 | 104.6 | 104.6 | 104.6 | 104.6 | 104.6
1322 | MUSTANG CREEK STORAGE | 21INR0484 |  | JACKSON | STORAGE | SOUTH | 2023 | 70.5 | 70.5 | 70.5 | 70.5 | 70.5 | 70.5 | 70.5 | 70.5 | 70.5 | 70.5 | 70.5
1323 | NORIA STORAGE | 23INR0062 |  | NUECES | STORAGE | COASTAL | 2024 | 75 | 0 | 75 | 75 | 75 | 75 | 75 | 75 | 75 | 75 | 75
1324 | PADUA GRID BESS | 22INR0368 |  | BEXAR | STORAGE | SOUTH | 2024 | 202.6 | 0 | 202.6 | 202.6 | 202.6 | 202.6 | 202.6 | 202.6 | 202.6 | 202.6 | 202.6
1325 | PLEASANTON BESS | 23INR0520 |  | ATASCOSA | STORAGE | SOUTH | 2023 | 9.95 | 9.95 | 9.95 | 9.95 | 9.95 | 9.95 | 9.95 | 9.95 | 9.95 | 9.95 | 9.95
1326 | PYRON BESS II | 20INR0268 |  | NOLAN | STORAGE | WEST | 2023 | 30.2 | 30.2 | 30.2 | 30.2 | 30.2 | 30.2 | 30.2 | 30.2 | 30.2 | 30.2 | 30.2
1327 | RAMSEY STORAGE | 21INR0505 |  | WHARTON | STORAGE | SOUTH | 2024 | 510.4 | 0 | 510.4 | 510.4 | 510.4 | 510.4 | 510.4 | 510.4 | 510.4 | 510.4 | 510.4
1328 | RED HOLLY STORAGE | 21INR0033 |  | DAWSON | STORAGE | WEST | 2024 | 50 | 0 | 50 | 50 | 50 | 50 | 50 | 50 | 50 | 50 | 50
1329 | RIVER VALLEY STORAGE 1 | 20INR0290 |  | WILLIAMSON | STORAGE | SOUTH | 2022 | 50 | 50 | 50 | 50 | 50 | 50 | 50 | 50 | 50 | 50 | 50
1330 | RIVER VALLEY STORAGE 2 | 20INR0293 |  | WILLIAMSON | STORAGE | SOUTH | 2022 | 50 | 50 | 50 | 50 | 50 | 50 | 50 | 50 | 50 | 50 | 50
1331 | ROCINANTE BESS | 23INR0232 |  | GONZALES | STORAGE | SOUTH | 2023 | 33 | 0 | 33 | 33 | 33 | 33 | 33 | 33 | 33 | 33 | 33
1332 | RODEO RANCH ENERGY STORAGE | 23INR0371 |  | REEVES | STORAGE | WEST | 2023 | 307.5 | 307.5 | 307.5 | 307.5 | 307.5 | 307.5 | 307.5 | 307.5 | 307.5 | 307.5 | 307.5
1333 | RYAN ENERGY STORAGE | 20INR0246 |  | CORYELL | STORAGE | NORTH | 2024 | 50 | 0 | 50 | 50 | 50 | 50 | 50 | 50 | 50 | 50 | 50
1334 | SABAL STORAGE | 22INR0398 |  | CAMERON | STORAGE | COASTAL | 2023 | 18 | 18 | 18 | 18 | 18 | 18 | 18 | 18 | 18 | 18 | 18
1335 | SP TX-12B BESS | 21INR0357 |  | UPTON | STORAGE | WEST | 2022 | 22.7 | 22.7 | 22.7 | 22.7 | 22.7 | 22.7 | 22.7 | 22.7 | 22.7 | 22.7 | 22.7
1336 | STAMPEDE BESS | 22INR0410 |  | HOPKINS | STORAGE | NORTH | 2023 | 70 | 70 | 70 | 70 | 70 | 70 | 70 | 70 | 70 | 70 | 70
1337 | STOCKYARD GRID BATT | 21INR0492 |  | TARRANT | STORAGE | NORTH | 2023 | 150.6 | 150.6 | 150.6 | 150.6 | 150.6 | 150.6 | 150.6 | 150.6 | 150.6 | 150.6 | 150.6
1338 | TIDWELL PRAIRIE STORAGE 1 | 21INR0517 |  | ROBERTSON | STORAGE | NORTH | 2024 | 304.78 | 0 | 304.78 | 304.78 | 304.78 | 304.78 | 304.78 | 304.78 | 304.78 | 304.78 | 304.78
1339 | TIMBERWOLF BESS 2 | 22INR0495 |  | UPTON | STORAGE | WEST | 2023 | 150 | 150 | 150 | 150 | 150 | 150 | 150 | 150 | 150 | 150 | 150
1340 | TURQUOISE STORAGE | 22INR0509 |  | HUNT | STORAGE | NORTH | 2023 | 190 | 190 | 190 | 190 | 190 | 190 | 190 | 190 | 190 | 190 | 190
1341 | UMBRA (STOCKYARD) BESS | 23INR0156 |  | FRANKLIN | STORAGE | NORTH | 2024 | 73 | 0 | 0 | 73 | 73 | 73 | 73 | 73 | 73 | 73 | 73
1342 | WOLF TANK STORAGE | 22INR0551 |  | WEBB | STORAGE | SOUTH | 2023 | 150 | 150 | 150 | 150 | 150 | 150 | 150 | 150 | 150 | 150 | 150
1343 | ZIER STORAGE | 21INR0027 |  | KINNEY | STORAGE | SOUTH | 2023 | 40.4 | 0 | 40.4 | 40.4 | 40.4 | 40.4 | 40.4 | 40.4 | 40.4 | 40.4 | 40.4
1344 | SMALL GENERATORS WITH SIGNED IAs AND 'MODEL READY DATES' PENDING * | [6 empty] | 0 | 0 | 0 | 0 | 0 | 0 | 0 | 0 | 0 | 0 | 0
1345 | Planned Capacity Total (Storage) | [6 empty] | 8001.81 | 4351 | 7403.71 | 8001.91 | 8001.91 | 8001.91 | 8001.91 | 8001.91 | 8001.91 | 8001.91 | 8001.91
1346 | Storage Peak Average Capacity Percentage |  | STORAGE_PL_PEAK_PCT | % |  |  |  | 100 | 0 | 0 | 0 | 0 | 0 | 0 | 0 | 0 | 0 | 0
1347
1348 | Inactive Planned Resources
1349 | AGATE SOLAR | 20INR0023 |  | ELLIS | SOLAR | NORTH | 2020 | 60 | 60 | 60 | 60 | 60 | 60 | 60 | 60 | 60 | 60 | 60
1350 | HART WIND | 16INR0033 |  | CASTRO | WIND-P | PANHANDLE | 2026 | 165 | 0 | 0 | 0 | 165 | 165 | 165 | 165 | 165 | 165 | 165
1351 | HOWLE SOLAR | 20INR0075 |  | ELLIS | SOLAR | NORTH | 2023 | 60 | 0 | 60 | 60 | 60 | 60 | 60 | 60 | 60 | 60 | 60
1352 | KONTIKI 1 WIND (ERIK) | 19INR0099a |  | GLASSCOCK | WIND-O | WEST | 2023 | 250.1 | 250.1 | 250.1 | 250.1 | 250.1 | 250.1 | 250.1 | 250.1 | 250.1 | 250.1 | 250.1
1353 | KONTIKI 2 WIND (ERNEST) | 19INR0099b |  | GLASSCOCK | WIND-O | WEST | 2023 | 250.1 | 250.1 | 250.1 | 250.1 | 250.1 | 250.1 | 250.1 | 250.1 | 250.1 | 250.1 | 250.1
1354 | MARIAH DEL ESTE | 13INR0010a |  | PARMER | WIND-P | PANHANDLE | 2020 | 152.5 | 152.5 | 152.5 | 152.5 | 152.5 | 152.5 | 152.5 | 152.5 | 152.5 | 152.5 | 152.5
1355 | NORTHDRAW WIND | 13INR0025 |  | RANDALL | WIND-P | PANHANDLE | 2020 | 150 | 150 | 150 | 150 | 150 | 150 | 150 | 150 | 150 | 150 | 150
1356 | RUETER SOLAR | 20INR0202 |  | BOSQUE | SOLAR | NORTH | 2025 | 200 | 0 | 0 | 0 | 200 | 200 | 200 | 200 | 200 | 200 | 200
1357 | SOWERS STORAGE | 22INR0552 |  | KAUFMAN | STORAGE | NORTH | 2023 | 203 | 203 | 203 | 203 | 203 | 203 | 203 | 203 | 203 | 203 | 203
1358 | SPINEL SOLAR | 20INR0025 |  | MEDINA | SOLAR | SOUTH | 2024 | 30 | 0 | 30 | 30 | 30 | 30 | 30 | 30 | 30 | 30 | 30
1359 | TANZANITE STORAGE | 22INR0549 |  | HENDERSON | STORAGE | NORTH | 2023 | 257.7 | 0 | 257.7 | 257.7 | 257.7 | 257.7 | 257.7 | 257.7 | 257.7 | 257.7 | 257.7
1360 | Inactive Planned Capacity Total | [6 empty] | 1778.4 | 1065.7 | 1413.4 | 1413.4 | 1778.4 | 1778.4 | 1778.4 | 1778.4 | 1778.4 | 1778.4 | 1778.4
1361
1362 | Seasonal Mothballed Resources
1363 | POWERLANE PLANT STG 1 (AS OF 10/1/2022, AVAILABLE 6/1 THROUGH 9/30) |  | STEAM1A_STEAM_1 | HUNT | GAS-ST | NORTH | 1966 | 18.75 | 17.5 | 17.5 | 17.5 | 17.5 | 17.5 | 17.5 | 17.5 | 17.5 | 17.5 | 17.5
1364 | SPENCER STG U4 (AS OF 10/24/2022, AVAILABLE 4/2 THROUGH 11/30) |  | SPNCER_SPNCE_4 | DENTON | GAS-ST | NORTH | 1966 | 61 | 57 | 57 | 57 | 57 | 57 | 57 | 57 | 57 | 57 | 57
1365 | SPENCER STG U5 (AS OF 10/24/2022, AVAILABLE 4/2 THROUGH 11/30) |  | SPNCER_SPNCE_5 | DENTON | GAS-ST | NORTH | 1973 | 65 | 61 | 61 | 61 | 61 | 61 | 61 | 61 | 61 | 61 | 61
1366 | Total Seasonal Mothballed Capacity | [6 empty] | 144.75 | 135.5 | 135.5 | 135.5 | 135.5 | 135.5 | 135.5 | 135.5 | 135.5 | 135.5 | 135.5
1367
1368 | Mothballed Resources
1369 | RAY OLINGER STG 1 (AS OF 4/5/22) |  | OLINGR_OLING_1 | COLLIN | GAS-ST | NORTH | 1967 | 78 | 78 | 78 | 78 | 78 | 78 | 78 | 78 | 78 | 78 | 78
1370 | J T DEELY U1 (AS OF 12/31/2018) |  | CALAVERS_JTD1_M | BEXAR | COAL | SOUTH | 1977 | 415 | 420 | 420 | 420 | 420 | 420 | 420 | 420 | 420 | 420 | 420
1371 | J T DEELY U2 (AS OF 12/31/2018) |  | CALAVERS_JTD2_M | BEXAR | COAL | SOUTH | 1978 | 415 | 420 | 420 | 420 | 420 | 420 | 420 | 420 | 420 | 420 | 420
1372 | Total Mothballed Capacity | [6 empty] | 908 | 918 | 918 | 918 | 918 | 918 | 918 | 918 | 918 | 918 | 918
1373
1374 | Retiring Resources Unavailable to ERCOT (since last CDR/SARA)
1375 | OCI ALAMO 1 (ASTRO) (RETIRING ON 11/17/22) |  | OCI_ALM1_ASTRO1 | BEXAR | STORAGE | SOUTH | 2016 | 1 | 1 | 1 | 1 | 1 | 1 | 1 | 1 | 1 | 1 | 1
1376 | Total Retiring Capacity | [6 empty] | 1 | 1 | 1 | 1 | 1 | 1 | 1 | 1 | 1 | 1 | 1
Capacity changes due to planned repower/upgrade projects are reflected in the operational units' ratings upon receipt and ERCOT approval of updated resource registration system information. Interconnection requests for existing resources that involve MW capacity changes are indicated with a code in the “Generation Interconnection Project Code” column.
Although seasonal capacity ratings for battery energy storage systems are reported above, the ratings are not included in the operational/planned capacity formulae. These resources are assumed to provide Ancillary Services rather than sustained capacity available to meet system peak loads.
The capacities of planned projects that have been approved for Initial Synchronization at the time of report creation are assumed to be available for the season regardless of their projected Commercial Operations Dates.
Planned projects for which maximum seasonal sustained capacity ratings have been provided are used in lieu of capacities entered into the online Resource Integration and Ongoing Operations - Interconnection Services (RIOO-IS) system.
Installed capacity ratings are based on the maximum power that a generating unit can produce during normal sustained operating conditions as specified by the equipment manufacturer. These ratings reflect the latest information in the Resource Integration and Ongoing Operations - Reources Services (RIOO-RS) system.
Note on J436: Extended outages: GUADALUPE BLANCO RIVER AUTH-SCHUMANSVILLE (3.6 MW) and 2.4 MW of the 4.8 MW GUADALUPE BLANCO RIVER AUTH-LAKEWOOD TAP Hydro unit.
Note on K436: Extended outages: GUADALUPE BLANCO RIVER AUTH-SCHUMANSVILLE (3.6 MW) and 2.4 MW of the 4.8 MW GUADALUPE BLANCO RIVER AUTH-LAKEWOOD TAP Hydro unit.
Note on L436: Extended outages: GUADALUPE BLANCO RIVER AUTH-SCHUMANSVILLE (3.6 MW) and 2.4 MW of the 4.8 MW GUADALUPE BLANCO RIVER AUTH-LAKEWOOD TAP Hydro unit.
Note on M436: Extended outages: GUADALUPE BLANCO RIVER AUTH-SCHUMANSVILLE (3.6 MW) and 2.4 MW of the 4.8 MW GUADALUPE BLANCO RIVER AUTH-LAKEWOOD TAP Hydro unit.
Note on N436: Extended outages: GUADALUPE BLANCO RIVER AUTH-SCHUMANSVILLE (3.6 MW) and 2.4 MW of the 4.8 MW GUADALUPE BLANCO RIVER AUTH-LAKEWOOD TAP Hydro unit.
Note on O436: Extended outages: GUADALUPE BLANCO RIVER AUTH-SCHUMANSVILLE (3.6 MW) and 2.4 MW of the 4.8 MW GUADALUPE BLANCO RIVER AUTH-LAKEWOOD TAP Hydro unit.
Note on P436: Extended outages: GUADALUPE BLANCO RIVER AUTH-SCHUMANSVILLE (3.6 MW) and 2.4 MW of the 4.8 MW GUADALUPE BLANCO RIVER AUTH-LAKEWOOD TAP Hydro unit.
Note on Q436: Extended outages: GUADALUPE BLANCO RIVER AUTH-SCHUMANSVILLE (3.6 MW) and 2.4 MW of the 4.8 MW GUADALUPE BLANCO RIVER AUTH-LAKEWOOD TAP Hydro unit.
Note on R436: Extended outages: GUADALUPE BLANCO RIVER AUTH-SCHUMANSVILLE (3.6 MW) and 2.4 MW of the 4.8 MW GUADALUPE BLANCO RIVER AUTH-LAKEWOOD TAP Hydro unit.
Note on S436: Extended outages: GUADALUPE BLANCO RIVER AUTH-SCHUMANSVILLE (3.6 MW) and 2.4 MW of the 4.8 MW GUADALUPE BLANCO RIVER AUTH-LAKEWOOD TAP Hydro unit.

## Fuel Type Capacity Mix
Summer Fuel Types - ERCOT
Fuel type is based on the primary fuel. Capacity contribution of the wind resources is included at 60% for Coastal counties, 30% for Panhandle counties, and 21% for all other counties, while the solar capacity contribution is 80%. Private Use Network, and Hydro are included based on the three-year average historical capability for each Summer Season's 20 peak load hours. Non-Synchronous Tie resources import forecast is based on flows seen during Energy Emergency Alert (EEA) periods in the most recent summer of occurrence. Non-Synchronous Tie resources are categorized as Other. Mothballed resource capacity is excluded except for Available Mothball Capacity based on a Seasonal Availability Schedule or Owner's reported Return Probability. Private Use Network generator capacity is categorized as gas.
In MW
Fuel_Type | Capacity_Pct | 2023 | 2024 | 2025 | 2026 | 2027 | 2028 | 2029 | 2030 | 2031 | 2032
Biomass | 100% | 162.8 | 162.8 | 162.8 | 162.8 | 162.8 | 162.8 | 162.8 | 162.8 | 162.8 | 162.8
Coal | 100% | 13567.6 | 13567.6 | 13567.6 | 13567.6 | 13567.6 | 13567.6 | 13567.6 | 13567.6 | 13567.6 | 13567.6
Gas | 100% | 52521.5 | 52521.5 | 52521.5 | 52521.5 | 52516.5 | 52516.5 | 52516.5 | 52516.5 | 52516.5 | 52516.5
Nuclear | 100% | 4973.2 | 4973.2 | 4973.2 | 4973.2 | 4973.2 | 4973.2 | 4973.2 | 4973.2 | 4973.2 | 4973.2
Other | 69.67% | 849.974 | 849.974 | 849.974 | 849.974 | 849.974 | 849.974 | 849.974 | 849.974 | 849.974 | 849.974
Hydro | 83.96% | 479.5404 | 479.5404 | 479.5404 | 479.5404 | 479.5404 | 479.5404 | 479.5404 | 479.5404 | 479.5404 | 479.5404
Wind-C | 60% | 3082.62 | 3082.62 | 3082.62 | 3082.62 | 3082.62 | 3082.62 | 3082.62 | 3082.62 | 3082.62 | 3082.62
Wind-P | 30% | 1322.31 | 1322.31 | 1322.31 | 1322.31 | 1322.31 | 1322.31 | 1322.31 | 1322.31 | 1322.31 | 1322.31
Wind-O | 21% | 5534.298 | 5534.298 | 5534.298 | 5534.298 | 5534.298 | 5534.298 | 5534.298 | 5534.298 | 5534.298 | 5534.298
Solar | 80% | 11148.16 | 11148.16 | 11148.16 | 11148.16 | 11148.16 | 11148.16 | 11148.16 | 11148.16 | 11148.16 | 11148.16
Storage | 0% | 0 | 0 | 0 | 0 | 0 | 0 | 0 | 0 | 0 | 0
Total |  | 93642.0024 | 93642.0024 | 93642.0024 | 93642.0024 | 93637.0024 | 93637.0024 | 93637.0024 | 93637.0024 | 93637.0024 | 93637.0024
In Percentages
Fuel_Type |  | 2023 | 2024 | 2025 | 2026 | 2027 | 2028 | 2029 | 2030 | 2031 | 2032
Biomass |  | 0.1739% | 0.1739% | 0.1739% | 0.1739% | 0.1739% | 0.1739% | 0.1739% | 0.1739% | 0.1739% | 0.1739%
Coal |  | 14.49% | 14.49% | 14.49% | 14.49% | 14.49% | 14.49% | 14.49% | 14.49% | 14.49% | 14.49%
Natural Gas |  | 56.09% | 56.09% | 56.09% | 56.09% | 56.09% | 56.09% | 56.09% | 56.09% | 56.09% | 56.09%
Nuclear |  | 5.311% | 5.311% | 5.311% | 5.311% | 5.311% | 5.311% | 5.311% | 5.311% | 5.311% | 5.311%
Other |  | 0.9077% | 0.9077% | 0.9077% | 0.9077% | 0.9077% | 0.9077% | 0.9077% | 0.9077% | 0.9077% | 0.9077%
Hydro |  | 0.5121% | 0.5121% | 0.5121% | 0.5121% | 0.5121% | 0.5121% | 0.5121% | 0.5121% | 0.5121% | 0.5121%
Wind-C |  | 3.292% | 3.292% | 3.292% | 3.292% | 3.292% | 3.292% | 3.292% | 3.292% | 3.292% | 3.292%
Wind-P |  | 1.412% | 1.412% | 1.412% | 1.412% | 1.412% | 1.412% | 1.412% | 1.412% | 1.412% | 1.412%
Wind-O |  | 5.91% | 5.91% | 5.91% | 5.91% | 5.91% | 5.91% | 5.91% | 5.91% | 5.91% | 5.91%
Solar |  | 11.91% | 11.91% | 11.91% | 11.91% | 11.91% | 11.91% | 11.91% | 11.91% | 11.91% | 11.91%
Storage | bar: 2023 to 2032
Total |  | 100% | 100% | 100% | 100% | 100% | 100% | 100% | 100% | 100% | 100%
Winter Fuel Types - ERCOT
Fuel type is based on the primary fuel. Capacity contribution of the wind resources is included at 46% for Coastal counties, 34% for Panhandle counties, and 19% for all other counties, while the solar capacity contribution is 11%. Private Use Network, and Hydro are included based on the three-year average historical capability for each Winter Season's 20 peak load hours. Non-Synchronous Tie resources import forecast is based on flows seen during Energy Emergency Alert (EEA) periods in the most recent winter of occurrence. Non-Synchronous Tie resources are categorized as Other. Mothballed resource capacity is excluded except for Available Mothball Capacity based on a Seasonal Availability Schedule or Owner's reported Return Probability. Private Use Network generator capacity is categorized as gas.
In MW
Fuel_Type | Capacity_Pct | 2023/2024 | 2024/2025 | 2025/2026 | 2026/2027 | 2027/2028 | 2028/2029 | 2029/2030 | 2030/2031 | 2031/2032 | 2032/2033
Biomass | 100% | 162.8 | 162.8 | 162.8 | 162.8 | 162.8 | 162.8 | 162.8 | 162.8 | 162.8 | 162.8
Coal | 100% | 13629.6 | 13629.6 | 13629.6 | 13629.6 | 13629.6 | 13629.6 | 13629.6 | 13629.6 | 13629.6 | 13629.6
Gas | 100% | 57226.9 | 57226.9 | 57226.9 | 57226.9 | 57221.9 | 57221.9 | 57221.9 | 57221.9 | 57221.9 | 57221.9
Nuclear | 100% | 5153.2 | 5153.2 | 5153.2 | 5153.2 | 5153.2 | 5153.2 | 5153.2 | 5153.2 | 5153.2 | 5153.2
Other | 59% | 719.8 | 719.8 | 719.8 | 719.8 | 719.8 | 719.8 | 719.8 | 719.8 | 719.8 | 719.8
Hydro | 72.66% | 414.9138 | 414.9138 | 414.9138 | 414.9138 | 414.9138 | 414.9138 | 414.9138 | 414.9138 | 414.9138 | 414.9138
Wind-C | 46% | 2363.342 | 2363.342 | 2363.342 | 2363.342 | 2363.342 | 2363.342 | 2363.342 | 2363.342 | 2363.342 | 2363.342
Wind-P | 34% | 1498.618 | 1498.618 | 1498.618 | 1498.618 | 1498.618 | 1498.618 | 1498.618 | 1498.618 | 1498.618 | 1498.618
Wind-O | 19% | 5007.222 | 5007.222 | 5007.222 | 5007.222 | 5007.222 | 5007.222 | 5007.222 | 5007.222 | 5007.222 | 5007.222
Solar | 11% | 1529.462 | 1529.462 | 1529.462 | 1529.462 | 1529.462 | 1529.462 | 1529.462 | 1529.462 | 1529.462 | 1529.462
Storage | 0% | 0 | 0 | 0 | 0 | 0 | 0 | 0 | 0 | 0 | 0
Total |  | 87705.8578 | 87705.8578 | 87705.8578 | 87705.8578 | 87700.8578 | 87700.8578 | 87700.8578 | 87700.8578 | 87700.8578 | 87700.8578
In Percentages
Fuel_Type |  | 2023/2024 | 2024/2025 | 2025/2026 | 2026/2027 | 2027/2028 | 2028/2029 | 2029/2030 | 2030/2031 | 2031/2032 | 2032/2033
Biomass |  | 0.1856% | 0.1856% | 0.1856% | 0.1856% | 0.1856% | 0.1856% | 0.1856% | 0.1856% | 0.1856% | 0.1856%
Coal |  | 15.54% | 15.54% | 15.54% | 15.54% | 15.54% | 15.54% | 15.54% | 15.54% | 15.54% | 15.54%
Natural Gas |  | 65.25% | 65.25% | 65.25% | 65.25% | 65.25% | 65.25% | 65.25% | 65.25% | 65.25% | 65.25%
Nuclear |  | 5.876% | 5.876% | 5.876% | 5.876% | 5.876% | 5.876% | 5.876% | 5.876% | 5.876% | 5.876%
Other |  | 0.8207% | 0.8207% | 0.8207% | 0.8207% | 0.8207% | 0.8207% | 0.8207% | 0.8207% | 0.8207% | 0.8207%
Hydro |  | 0.4731% | 0.4731% | 0.4731% | 0.4731% | 0.4731% | 0.4731% | 0.4731% | 0.4731% | 0.4731% | 0.4731%
Wind-C |  | 2.695% | 2.695% | 2.695% | 2.695% | 2.695% | 2.695% | 2.695% | 2.695% | 2.695% | 2.695%
Wind-P |  | 1.709% | 1.709% | 1.709% | 1.709% | 1.709% | 1.709% | 1.709% | 1.709% | 1.709% | 1.709%
Wind-O |  | 5.709% | 5.709% | 5.709% | 5.709% | 5.709% | 5.709% | 5.709% | 5.709% | 5.709% | 5.709%
Solar |  | 1.744% | 1.744% | 1.744% | 1.744% | 1.744% | 1.744% | 1.744% | 1.744% | 1.744% | 1.744%
Storage | bar: 2023 to 2032
Total |  | 100% | 100% | 100% | 100% | 100% | 100% | 100% | 100% | 100% | 100%

## Unconfirmed Retirement Capacity
Unconfirmed Retirement Capacity
Cumulative Summer-Rated Capacity Contribution (in MW) of Unconfirmed Retirements Not Available as of July 1 of the Reporting Year
| 2023 | 2024 | 2025 | 2026 | 2027 | 2028
Unit Name
V H BRAUNIG STG 1 | 0 | 0 | 217 | 217 | 217 | 217
V H BRAUNIG STG 2 | 0 | 0 | 230 | 230 | 230 | 230
V H BRAUNIG STG 3 | 0 | 0 | 412 | 412 | 412 | 412
COLETO CREEK * | 0 | 0 | 0 | 0 | 655 | 655
O W SOMMERS STG 1 | 0 | 0 | 0 | 0 | 420 | 420
TOTAL | 0 | 0 | 859 | 859 | 1934 | 1934
Reserve Margin including Unconfirmed Retirement Capacity | 22.22% | 39.92% | 44.26% | 42.44% | 40.15% | 39.23%
Reserve Margin Excluding Unconfirmed Retirement Capacity | 22.22% | 39.92% | 43.23% | 41.43% | 37.91% | 37%
__________________________________________________
Notes: (1) An "Unconfirmed Retirement" is defined as a generation unit for which a public announcement of the intent to permanently shut the unit down has been released, but a Notice of Suspension of Operations for the unit has not been received by ERCOT. (2) The criteria for listing a unit as an Unconfirmed Retirement include the following: a. A specific retirement date is cited in the announcement, or other timing information is given that indicates the unit will be unavailable as of June 1 of a CDR Reporting Year. b. The announcement, with follow-up inquiry by ERCOT, does not indicate that retirement timing is highly speculative.
* Vistra notified the U.S. Environmental Protection Agency on November 20, 2020 that Coleto Creek's Primary Ash Pond will be closed to meet requirements of EPA’s coal combustion residual (CCR) rule, and that boiler operations will cease no later than July 17, 2027. The notification is available on Vistra’s public website, https://www.luminant.com/ccr/.

## Fossil Fuel SODG Capacities
Fossil Fuel Settlement Only Distributed Generator (SODG) Capacities
The following is a list of operating fossil fuel Settlement Only Distribution Generators (SODGs) being provided for informational purposes. (The reported capacities are not included in the reserve margin calculations.) As of 10/24/22, there are 624.4 MW of fossil fuel SODG capacity (277.0 MW fired by diesel fuel and 347.4 MW by natural gas). These resources have not been included in past CDR reports due to the difficulty in determining their capacity contributions during peak load periods, and because many are intended as emergency standby generators and are not available to ERCOT for dispatch when needed to address capacity scarcity conditions. Another complication is that such standby generators may be used to reduce on-site loads in order to participate in Demand Response programs such as "4 Coincident Peak" (4CP) and Emergency Response Service (ERS). As a result, historical load reduction impacts would be accounted for in the peak demand forecast, while the capacity of SODGs participating in ERS would already be accounted for in the CDR's ERS line items. The formal incorporation of fossil-fueled SODGs into future CDR reports has been a discussion topic at Supply Analysis Working Group meetings. Since SODG capacity accounting is not currently addressed in the ERCOT Nodal Protocols, a Nodal Protocol Revision Request (NPRR) is needed to address capacity double-counting, peak average capacity contributions, and other Distribution Generator (DG) accounting issues.
UNIT NAME | UNIT CODE | COUNTY | FUEL | ZONE | IN-SERVICE DATE | MW CAPACITY
RHODIA HOUSTON PLANT | DG_HG_2UNITS | HARRIS | GAS | HOUSTON | 1970-01-01 | 8.2
ROBERT MUELLER ENERGY CENTER | RMEC_CT1 | TRAVIS | GAS | SOUTH | 2011-09-23 | 5.8
POWER DEPOT - ANDREWS | ANDNR_15UNITS | ANDREWS | DIESEL | WEST | 2013-06-15 | 9.38
POWER DEPOT - BAKKE | BAKKE_15UNITS | ANDREWS | DIESEL | WEST | 2013-06-15 | 9.38
POWER DEPOT - CITRUS CITY | CITRUSCY_15UNITS | HIDALGO | DIESEL | SOUTH | 2013-06-15 | 9.38
POWER DEPOT - SOUTHWICK | DGHOC_15UNITS | HARRIS | DIESEL | HOUSTON | 2013-06-15 | 9.38
POWER DEPOT - TH WHARTON | DGTHW_15UNITS | HARRIS | DIESEL | HOUSTON | 2013-06-15 | 9.38
POWER DEPOT - E HARRISON | E_HARRIS_15UNITS | CAMERON | DIESEL | COASTAL | 2013-06-15 | 9.38
POWER DEPOT - HILMONT | ECTHM_15UNITS | ECTOR | DIESEL | WEST | 2013-06-15 | 9.38
POWER DEPOT EL GATO | ELGATO_15UNITS | HIDALGO | DIESEL | SOUTH | 2013-06-15 | 9.38
POWER DEPOT - FRANKEL CITY | FKLCY_15UNITS | ANDREWS | DIESEL | WEST | 2013-06-15 | 9.38
POWER DEPOT - KATY | FL_15UNITS | WALLER | DIESEL | HOUSTON | 2013-06-15 | 9.38
POWER DEPOT - GOLDSMITH | GSMTH_15UNITS | ECTOR | DIESEL | WEST | 2013-06-15 | 9.38
POWER DEPOT - HAINE | HAINE_DR_15UNITS | CAMERON | DIESEL | COASTAL | 2013-06-15 | 9.38
POWER DEPOT - S. SANTA ROSA | S_SNROSA_15UNITS | CAMERON | DIESEL | COASTAL | 2013-06-15 | 9.38
POWER DEPOT - VILLA CAVASOS | VCAVASOS_15UNITS | CAMERON | DIESEL | COASTAL | 2013-06-15 | 9.38
POWER DEPOT - ADDICKS | WO_15UNITS | HARRIS | DIESEL | HOUSTON | 2013-06-15 | 9.38
POWER DEPOT - WESTOVER | WOVER_15UNITS | ECTOR | DIESEL | WEST | 2013-06-15 | 9.38
DGS PALO PINTO | MNWLL_1UNIT | PALO PINTO | DIESEL | NORTH | 2013-07-02 | 9.77
POWER DEPOT - MCKEEVER | DGWAP_15UNITS | FORT BEND | DIESEL | HOUSTON | 2013-10-25 | 9.38
DGS 5 POINTS | DG_ABEC_1UNIT | TAYLOR | DIESEL | WEST | 2014-01-10 | 9.77
GCWA IPS | INTRCITY_8UNITS | GALVESTON | DIESEL | HOUSTON | 2014-08-06 | 5
GCWAMUNI | GCWAMUNI_4UNITS | GALVESTON | DIESEL | HOUSTON | 2014-10-01 | 2.5
DGSP2 PLAZA | ABEC_2UNIT | TAYLOR | DIESEL | WEST | 2014-11-24 | 9.77
DGSP2 BIGCAT | ABEC2_3UNIT | TAYLOR | DIESEL | WEST | 2015-01-15 | 9.77
TPC POWER STATION | TPC_6UNITS | SMITH | DIESEL | NORTH | 2015-05-31 | 9.93
TOTAL ENERGY SOLUTIONS 1 | TES1_DGDROUPA | BRAZORIA | DIESEL | COASTAL | 2015-06-01 | 7.2
TOTAL ENERGY SOLUTIONS 2 | TES2_DGGROUPB | BRAZORIA | DIESEL | COASTAL | 2015-06-01 | 5.4
UTMB East Plant | UTMBEAST_CT1 | GALVESTON | GAS | HOUSTON | 2016-03-15 | 7.56
HEB STORE 687 | HEB687_ULRIC687 | HARRIS | GAS | HOUSTON | 2016-11-18 | 1.13
HEB STORE 541 | HEB541_ROARK541 | HARRIS | GAS | HOUSTON | 2016-11-22 | 1.13
HEB STORE 63 | HEB063_SOWIK063 | BRAZORIA | GAS | COASTAL | 2016-11-30 | 1.51
HEB STORE 492 | HEB492_FRANZ492 | HARRIS | GAS | HOUSTON | 2016-11-30 | 1.13
HEB STORE 656 | HEB656_HOKLE656 | HARRIS | GAS | HOUSTON | 2016-11-30 | 1.13
HEB STORE 292 | HEB292_BYCTY292 | MATAGORDA | GAS | COASTAL | 2016-12-05 | 1.13
HEB STORE 616 | HEB616_BAML616 | HARRIS | GAS | HOUSTON | 2017-01-03 | 0.75
SATSUMA | SATSUM_1UNIT | HARRIS | DIESEL | HOUSTON | 2017-01-04 | 0.63
PANTHER PLANT | PAPL_DG1 | UPTON | GAS | WEST | 2017-01-13 | 8.28
HEB STORE 686 | HEB686_KUYKL686 | HARRIS | GAS | HOUSTON | 2017-02-01 | 1.13
PLANET FORD I45 | PFI45_PFORDI45 | HARRIS | GAS | HOUSTON | 2017-02-01 | 1.13
HEB STORE 705 | HEB705_SPRWD705 | MONTGOMERY | GAS | HOUSTON | 2017-03-01 | 1.13
HARRIS COUNTY MUD 536 | KT_1UNIT | HARRIS | DIESEL | HOUSTON | 2017-03-07 | 0.54
NORTHAMPTON MUD | KDL_1UNIT | HARRIS | DIESEL | HOUSTON | 2017-03-22 | 0.32
HARRIS COUNTY MUD #36 | WF_1UNIT | HARRIS | DIESEL | HOUSTON | 2017-03-24 | 0.54
HARRIS COUNTY WCID 109 | BA_1UNIT | HARRIS | DIESEL | HOUSTON | 2017-03-29 | 0.32
REMINGTON MUD 001 | CYFAIR_1UNIT | HARRIS | DIESEL | HOUSTON | 2017-03-31 | 0.54
WINDFERN FOREST UD | FR_1UNIT | HARRIS | DIESEL | HOUSTON | 2017-03-31 | 0.54
BUC-EES STORE 018 | BUC018_WALLR018 | WALLER | GAS | HOUSTON | 2017-04-03 | 1.13
HEB STORE 614 | HEB614_KING614 | HARRIS | GAS | HOUSTON | 2017-04-03 | 1.13
HEB STORE 698 | HEB698_KLUGE698 | HARRIS | GAS | HOUSTON | 2017-04-03 | 1.13
HEB STORE 731 | HEB731_WSFLD731 | HARRIS | GAS | HOUSTON | 2017-04-06 | 0.75
BUC-EES STORE 003 | BUC003_BRZIA003 | BRAZORIA | GAS | COASTAL | 2017-04-25 | 0.38
BUC-EES STORE 034 | BUC034_BYTWN034 | HARRIS | GAS | HOUSTON | 2017-05-01 | 1.13
HEB STORE 99 | HEB099_KLEIN099 | HARRIS | GAS | HOUSTON | 2017-05-01 | 1.13
HEB STORE 497 | HEB497_MASRD497 | HARRIS | GAS | HOUSTON | 2017-05-01 | 1.13
HEB STORE 627 | HEB627_IMPRL627 | FORT BEND | GAS | HOUSTON | 2017-05-01 | 1.13
PEPPERL FUCHS | PEPF01_WALLER01 | WALLER | GAS | HOUSTON | 2017-05-05 | 1.13
BUC-EES STORE 030 | BUC030_WHRTN030 | WHARTON | GAS | SOUTH | 2017-05-16 | 0.75
BUC-EES STORE 040 | BUC040_KATY040 | FORT BEND | GAS | HOUSTON | 2017-05-31 | 1.13
HEB STORE 474 | HEB474_DWLT474 | FORT BEND | GAS | HOUSTON | 2017-06-01 | 1.13
HEB STORE 551 | HEB551_WSTCS551 | HARRIS | GAS | HOUSTON | 2017-06-01 | 1.13
HEB STORE 575 | HEB575_BRKER575 | HARRIS | GAS | HOUSTON | 2017-06-01 | 1.13
HEB STORE 576 | HEB576_KLEIN576 | HARRIS | GAS | HOUSTON | 2017-06-01 | 1.13
HEB STORE 645 | HEB645_CDRBY645 | HARRIS | GAS | HOUSTON | 2017-06-01 | 0.75
BUC-EES STORE 033 | BUC033_TXCTY033 | GALVESTON | GAS | HOUSTON | 2017-06-05 | 1.13
HEB STORE 28 | HEB028_LGCTY028 | GALVESTON | GAS | HOUSTON | 2017-06-28 | 1.13
HEB STORE 20 | HEB020_CYFR020 | HARRIS | GAS | HOUSTON | 2017-07-03 | 1.51
HEB STORE 110 | HEB110_SIEN110 | FORT BEND | GAS | HOUSTON | 2017-07-03 | 1.13
HEB STORE 610 | HEB610_LOU610 | HARRIS | GAS | HOUSTON | 2017-07-03 | 1.13
OAKBEND MEDICAL CENTER | READNG_1UNIT | HARRIS | DIESEL | HOUSTON | 2017-07-12 | 1.62
HEB STORE 697 | HEB697_SOUSH697 | GALVESTON | GAS | HOUSTON | 2017-07-27 | 1.13
UTMB WEST PLANT | UTMBWEST_CT1 | GALVESTON | GAS | HOUSTON | 2017-08-02 | 5.4
HEB STORE 722 | HEB722_PINHU722 | MONTGOMERY | GAS | HOUSTON | 2017-08-23 | 1.13
HEB STORE 724 | HEB724_OBRN724 | FORT BEND | GAS | HOUSTON | 2017-09-18 | 1.13
HEB STORE 734 | HEB734_BLFFS734 | TOM GREEN | GAS | WEST | 2017-09-27 | 1.2
HEB STORE 57 | HEB057_LAGUN057 | NUECES | GAS | COASTAL | 2017-10-10 | 1.2
HEB STORE 069 | HEB069_AIRLN069 | NUECES | GAS | COASTAL | 2017-10-25 | 1.6
HEB STORE 139 | HEB139_HOLLY139 | NUECES | GAS | COASTAL | 2017-11-01 | 0.8
HOLLY HALL | HH2000_HOLMESHH | HARRIS | GAS | HOUSTON | 2017-11-03 | 1.2
HEB STORE 210 | HEB210_SOUSD210 | NUECES | GAS | COASTAL | 2017-12-01 | 0.8
LANGHAM CREEK | ADK_1UNIT | HARRIS | DIESEL | HOUSTON | 2017-12-01 | 0.54
TERRANOVA WEST MUD | LU_1UNIT | HARRIS | DIESEL | HOUSTON | 2017-12-01 | 0.32
HEB STORE 270 | HEB270_ARLN270 | NUECES | GAS | COASTAL | 2017-12-08 | 0.8
HEB STORE 462 | HEB462_ARCIA462 | NUECES | GAS | COASTAL | 2017-12-14 | 1.2
HEB STORE 136 | HEB136_EHRSN136 | CAMERON | GAS | COASTAL | 2018-01-04 | 0.8
HEB STORE 558 | HEB558_FRDSW558 | GALVESTON | GAS | HOUSTON | 2018-01-08 | 1.13
HEB STORE 291 | HEB291_WHRLG291 | CAMERON | GAS | COASTAL | 2018-01-11 | 1.2
HEB STORE 092 | HEB092_LEALN092 | VICTORIA | GAS | SOUTH | 2018-01-17 | 1.6
JRABTUD | JKRBT_JRB | HARRIS | DIESEL | HOUSTON | 2018-02-01 | 1.08
HEB STORE 231 | HEB231_WESLA231 | HIDALGO | GAS | SOUTH | 2018-02-08 | 0.8
HEB STORE 212 | HEB212_PLKAV212 | HIDALGO | GAS | SOUTH | 2018-02-28 | 0.8
HEB STORE 334 | HEB334_WMCAL334 | HIDALGO | GAS | SOUTH | 2018-02-28 | 1.2
HEB STORE 615 | HEB615_KATY615 | FORT BEND | GAS | HOUSTON | 2018-03-08 | 1.13
HEB STORE 554 | HEB554_NVICT554 | VICTORIA | GAS | SOUTH | 2018-03-14 | 1.2
HEB STORE 431 | HEB431_MCOLL431 | HIDALGO | GAS | SOUTH | 2018-03-21 | 1.2
HEB STORE 642 | HEB642_HAACR642 | HIDALGO | GAS | SOUTH | 2018-03-22 | 1.2
HEB STORE 742 | HEB742_HNYRT742 | HARRIS | GAS | HOUSTON | 2018-04-03 | 1.2
HEB STORE 736 | HEB736_FLWEN736 | FORT BEND | GAS | HOUSTON | 2018-04-06 | 1.2
HEB STORE 727 | HEB727_CRBRR727 | FORT BEND | GAS | HOUSTON | 2018-04-09 | 1.2
BUC-EES STORE 035 | BUC035_TMNTH035 | BELL | GAS | NORTH | 2018-04-11 | 1.13
HEB STORE 223 | HEB223_STCSW223 | JIM WELLS | GAS | SOUTH | 2018-04-11 | 1.2
HEB STORE 373 | HEB373_RNDRK373 | WILLIAMSON | GAS | SOUTH | 2018-04-11 | 0.8
HEB STORE 401 | HEB401_KNGVL401 | KLEBERG | GAS | COASTAL | 2018-04-11 | 0.8
HEB STORE 479 | HEB479_PFLGV479 | TRAVIS | GAS | SOUTH | 2018-04-11 | 0.8
HEB STORE 591 | HEB591_RRNES591 | WILLIAMSON | GAS | SOUTH | 2018-04-11 | 1.6
HEB STORE 648 | HEB648_BERRY648 | HARRIS | GAS | HOUSTON | 2018-04-20 | 1.13
HEB STORE 741 | HEB741_MTBEL741 | CHAMBERS | GAS | HOUSTON | 2018-04-24 | 0.8
HEB STORE 038 | HEB038_PHARR038 | HIDALGO | GAS | SOUTH | 2018-04-26 | 1.2
HEB STORE 498 | HEB498_HUMBL498 | HARRIS | GAS | HOUSTON | 2018-04-27 | 1.13
HEB STORE 649 | HEB649_LTTYK649 | HARRIS | GAS | HOUSTON | 2018-04-27 | 0.8
HEB STORE 707 | HEB707_LKJCK707 | BRAZORIA | GAS | COASTAL | 2018-05-02 | 1.13
HEB STORE 596 | HEB596_FLWEN596 | FORT BEND | GAS | HOUSTON | 2018-05-08 | 1.13
HEB STORE 748 | HEB748_LOUET748 | HARRIS | GAS | HOUSTON | 2018-05-21 | 0.8
HEB STORE 709 | HEB709_FRYRD709 | HARRIS | GAS | HOUSTON | 2018-05-22 | 1.2
HEB STORE 720 | HEB720_KNGWD720 | HARRIS | GAS | HOUSTON | 2018-05-22 | 1.13
HEB STORE 675 | HEB675_MARCK675 | BRAZORIA | GAS | COASTAL | 2018-05-24 | 1.13
HEB STORE 255 | HEB255_ZACAT255 | WEBB | GAS | SOUTH | 2018-05-31 | 1.2
RELLIS CAMPUS | TAMURE_RELLISAM | BRAZOS | GAS | NORTH | 2018-06-01 | 9.6
HEB STORE 667 | HEB667_FNDRN667 | HARRIS | GAS | HOUSTON | 2018-06-12 | 0.8
HEB STORE 109 | HEB109_ECHO109 | HARRIS | GAS | HOUSTON | 2018-06-15 | 1.13
HEB STORE 491 | HEB491_SNFLP491 | HARRIS | GAS | HOUSTON | 2018-06-19 | 1.13
HEB STORE 640 | HEB640_UVLDE640 | HARRIS | GAS | HOUSTON | 2018-06-20 | 0.8
HEB STORE 495 | HEB495_RDRSE495 | WILLIAMSON | GAS | SOUTH | 2018-07-17 | 0.8
HIGHGATE COLORADO CITY | HIGHCOL_IC | MITCHELL | DIESEL | WEST | 2018-07-20 | 9.13
HIGHGATE BIG SPRING | HISPRING_IC | HOWARD | DIESEL | WEST | 2018-07-20 | 9.13
HIGHGATE SWEETWATER | HIWATER_IC | NOLAN | DIESEL | WEST | 2018-07-20 | 9.13
HEB STORE 182 | HEB182_TMSTH182 | BELL | GAS | NORTH | 2018-08-10 | 1.2
HEB STORE 236 | HEB236_RDRSE236 | TRAVIS | GAS | SOUTH | 2018-08-10 | 0.8
HEB STORE 423 | HEB423_WNTHW423 | MCLENNAN | GAS | NORTH | 2018-08-10 | 0.8
HEB STORE 426 | HEB426_WXNTH426 | ELLIS | GAS | NORTH | 2018-08-10 | 1.2
HEB STORE 668 | HEB668_COVEE668 | CORYELL | GAS | NORTH | 2018-08-10 | 1.2
HEB STORE 672 | HEB672_WSOTH672 | MCLENNAN | GAS | NORTH | 2018-08-10 | 1.2
HEB STORE 721 | HEB721_KLNSO721 | BELL | GAS | NORTH | 2018-08-10 | 1.2
HEB STORE 488 | HEB488_PTLND488 | SAN PATRICIO | GAS | COASTAL | 2018-08-21 | 0.8
HEB STORE 381 | HEB381_HKHTS381 | BELL | GAS | NORTH | 2018-08-24 | 1.2
HEB STORE 581 | HEB581_KLELM581 | BELL | GAS | NORTH | 2018-08-24 | 1.2
HEB STORE 553 | HEB553_GRTIE553 | HARRIS | GAS | HOUSTON | 2018-09-25 | 0.8
HEB STORE 599 | HEB599_KIRBY599 | HARRIS | GAS | HOUSTON | 2018-09-26 | 1.2
HEB STORE 054 | HEB054_HALL054 | HARRIS | GAS | HOUSTON | 2018-09-27 | 1.2
HEB STORE 095 | HEB095_MILOA095 | WEBB | GAS | SOUTH | 2018-09-27 | 1.6
HEB STORE 449 | HEB449_DELMA449 | WEBB | GAS | SOUTH | 2018-09-27 | 0.8
HEB STORE 738 | HEB738_SHPTN738 | HARRIS | GAS | HOUSTON | 2018-10-04 | 1.2
HEB STORE 473 | HEB473_CARDF473 | HARRIS | GAS | HOUSTON | 2018-10-31 | 1.2
HEB STORE 562 | HEB562_FULTN562 | ARANSAS | GAS | COASTAL | 2018-10-31 | 0.8
HEB STORE 540 | HEB540_GGATE540 | HARRIS | GAS | HOUSTON | 2018-11-01 | 1.13
HEB STORE 546 | HEB546_RENSW546 | COLLIN | GAS | NORTH | 2018-11-19 | 1.2
HEB STORE 070 | HEB070_MCMRY070 | TAYLOR | GAS | WEST | 2018-11-28 | 1.2
HEB STORE 753 | HEB753_DRPRK753 | HARRIS | GAS | HOUSTON | 2018-12-18 | 0.8
HEB STORE 737 | HEB737_WHTOK737 | HARRIS | GAS | HOUSTON | 2018-12-31 | 1.2
HEB STORE 563 | HEB563_CRABB563 | FORT BEND | GAS | HOUSTON | 2019-01-22 | 1.2
BUC-EES STORE 038 | BUC038_RYSSW038 | ROCKWALL | GAS | NORTH | 2019-02-11 | 1.2
BUC-EES STORE 044 | BUC044_ANASE044 | COLLIN | GAS | NORTH | 2019-02-11 | 1.2
HEB STORE 752 | HEB752_LGVST752 | PARKER | GAS | NORTH | 2019-02-11 | 1.2
HEB STORE 586 | HEB586_STNIO586 | WEBB | GAS | SOUTH | 2019-03-28 | 1.2
HEB SNACK PLANT | HEBSP_TANNERSP | HARRIS | GAS | HOUSTON | 2019-04-05 | 1.6
POWERSECURE NORBORD TEXAS INC 1 | NOR1_NORBORD_1 | NACOGDOCHES | DIESEL | NORTH | 2019-04-09 | 5
POWERSECURE NORBORD TEXAS INC 2 | NOR2_NORBORD_2 | NACOGDOCHES | DIESEL | NORTH | 2019-04-09 | 2.5
HEB STORE 564 | HEB564_RAFRD564 | MONTGOMERY | GAS | HOUSTON | 2019-07-03 | 0.8
HEB STORE 559 | HEB559_BLUER559 | HARRIS | GAS | HOUSTON | 2019-07-10 | 0.8
HEB STORE 574 | HEB574_TOMBA574 | HARRIS | GAS | HOUSTON | 2019-07-11 | 1.2
HEB STORE 085 | CHEB085_DG_P5_1 | BEXAR | GAS | SOUTH | 2019-08-20 | 1.6
WAL STORE 4538 | WAL4538_FRAN4538 | HARRIS | GAS | HOUSTON | 2019-08-21 | 1.2
SILVER EAGLE | TBFY_U1 | HARRIS | DIESEL | HOUSTON | 2019-08-27 | 1.5
HEB CC BAKERY | HEBCCB_HWY9CCB | NUECES | GAS | COASTAL | 2019-09-10 | 3.2
WAL STORE 1103 | WAL1103_BAM1103 | HARRIS | GAS | HOUSTON | 2019-09-10 | 1.2
WAL STORE 1040 | WAL1040_GERT1040 | HARRIS | GAS | HOUSTON | 2019-09-20 | 1.2
WAL STORE 3226 | WAL3226_KTY3226 | HARRIS | GAS | HOUSTON | 2019-10-07 | 1.2
HEB STORE 552 | HEB552_GAVSW552 | DALLAS | GAS | NORTH | 2019-10-30 | 1.2
BUC-EES STORE 048 | BUC048_ENSSO048 | ELLIS | GAS | NORTH | 2019-11-30 | 1.2
HEB STORE 545 | HEB545_FARON545 | TARRANT | GAS | NORTH | 2019-11-30 | 1.2
STANDARD MEAT | ST_MEAT_CKRHLSTM | DALLAS | GAS | NORTH | 2019-11-30 | 1.2
WAL STORE 768 | WAL768_FRAN768 | HARRIS | GAS | HOUSTON | 2019-12-02 | 1.2
HEB STORE 658 | CHEB658_DG_V5_1 | BEXAR | GAS | SOUTH | 2019-12-10 | 1.2
HEB STORE 026 | CHEB026_DG_Q5_1 | COMAL | GAS | SOUTH | 2019-12-19 | 1.2
WAL STORE 3777 | WAL3777_PANT3777 | DENTON | DIESEL | NORTH | 2020-01-31 | 1.25
WAL STORE 5211 | WAL5211_CRAI5211 | COLLIN | DIESEL | NORTH | 2020-01-31 | 1.25
WAL STORE 3510 | WAL3510_PRL3510 | BRAZORIA | GAS | COASTAL | 2020-02-25 | 1.3
HEB STORE 084 | CHEB084_DG_J0_1 | BEXAR | GAS | SOUTH | 2020-02-26 | 1.2
HEB SA DC | CHEBDC_DG_L2_1 | BEXAR | GAS | SOUTH | 2020-03-03 | 6.4
HEB STORE 383 | HEB383_CAUSE383 | CAMERON | GAS | COASTAL | 2020-03-11 | 0.8
HEB STORE 747 | HEB747_LKMNT747 | DALLAS | GAS | NORTH | 2020-03-27 | 0.8
CITIZENS MEDICAL CENTER | CTZSMC_NVICTCTZ | VICTORIA | GAS | SOUTH | 2020-04-26 | 2.8
HEB STORE 448 | HEB448_PLMVW448 | HIDALGO | GAS | SOUTH | 2020-04-30 | 0.8
WAL STORE 5388 | WAL5388_LEA5388 | GALVESTON | GAS | HOUSTON | 2020-05-01 | 1.3
WAL STORE 0462 | WAL462_ALV462 | BRAZORIA | GAS | COASTAL | 2020-05-01 | 1.3
WAL STORE 529 | WAL529_LAM529 | GALVESTON | GAS | HOUSTON | 2020-05-01 | 1.3
HEB STORE 172 | HEB172_SEDNB172 | HIDALGO | GAS | SOUTH | 2020-05-06 | 0.8
HEB STORE 434 | HEB434_BRKHL434 | CALHOUN | GAS | COASTAL | 2020-05-13 | 0.8
HEB STORE 485 | HEB485_WESLA485 | HIDALGO | GAS | SOUTH | 2020-05-19 | 0.8
HEB STORE 745 | HEB745_SHARP745 | HARRIS | GAS | HOUSTON | 2020-06-08 | 1.2
HEB STORE 475 | HEB475_ELGIN475 | BASTROP | GAS | SOUTH | 2020-06-09 | 0.8
HEB STORE 756 | HEB756_BLGET756 | HARRIS | GAS | HOUSTON | 2020-06-09 | 1.2
HEB STORE 016 | HEB016_CRWLY016 | JOHNSON | GAS | NORTH | 2020-06-18 | 0.8
CNP CYPRESS STATION | CNPMUD_WESFDMUD | HARRIS | GAS | HOUSTON | 2020-07-10 | 0.8
HEB STORE 715 | HEB715_FRMNT715 | HARRIS | GAS | HOUSTON | 2020-07-13 | 0.8
WAL STORE 5116 | WAL5116_FAIR5116 | HARRIS | GAS | HOUSTON | 2020-07-13 | 1.2
WAL STORE 2724 | WAL2724_PASD2724 | HARRIS | GAS | HOUSTON | 2020-07-13 | 1.2
WAL STORE 3827 | WAL3827_FLEW3827 | FORT BEND | GAS | HOUSTON | 2020-07-14 | 1.2
WAL STORE 194 | WAL194_GART194 | HARRIS | GAS | HOUSTON | 2020-07-14 | 1.2
WAL STORE 5091 | WAL5091_CYFA5091 | HARRIS | GAS | HOUSTON | 2020-07-17 | 1.2
WAL STORE 5287 | WAL5287_KUYD5287 | HARRIS | GAS | HOUSTON | 2020-07-21 | 1.2
WAL STORE 3390 | WAL3390_TOMB3390 | MONTGOMERY | GAS | HOUSTON | 2020-07-21 | 1.2
HEB STORE 749 | HEB749_FLEWE749 | FORT BEND | GAS | HOUSTON | 2020-07-22 | 1.2
WAL STORE 744 | WAL744_HUMB744 | HARRIS | GAS | HOUSTON | 2020-07-22 | 1.2
WAL STORE 546 | WAL546_READ546 | FORT BEND | GAS | HOUSTON | 2020-07-22 | 1.2
WAL STORE 872 | WAL872_TELP872 | BRAZORIA | GAS | COASTAL | 2020-07-24 | 1.2
WAL STORE 3297 | WAL3297_SATS3297 | HARRIS | GAS | HOUSTON | 2020-07-29 | 1.2
HEB STORE 444 | CHEB444_DG_V2_1 | BEXAR | GAS | SOUTH | 2020-07-30 | 1.2
WAL STORE 2439 | WAL2439_MT_B2439 | CHAMBERS | GAS | HOUSTON | 2020-07-30 | 1.2
HEB STORE 725 | HEB725_KLEIN725 | HARRIS | GAS | HOUSTON | 2020-08-03 | 0.8
WAL STORE 602 | WAL602_RAYF602 | MONTGOMERY | GAS | HOUSTON | 2020-08-03 | 1.2
HEB STORE 593 | HEB593_TLRWT593 | WILLIAMSON | GAS | SOUTH | 2020-08-04 | 0.8
WAL STORE 522 | WAL522_NEWP522 | HARRIS | GAS | HOUSTON | 2020-08-05 | 1.2
TRADITION WOODWAY | TRDWDY_ULRICHTW | HARRIS | GAS | HOUSTON | 2020-08-06 | 1.2
WAL STORE 5045 | WAL5045_KLEI5045 | HARRIS | GAS | HOUSTON | 2020-08-06 | 1.2
WAL STORE 4512 | WAL4512_FRAN4512 | HARRIS | GAS | HOUSTON | 2020-08-10 | 1.2
WAL STORE 3298 | WAL3298_KEMA3298 | GALVESTON | GAS | HOUSTON | 2020-08-11 | 1.2
HEB STORE 674 | HEB674_PALMH674 | HIDALGO | GAS | SOUTH | 2020-08-12 | 0.8
HEB STORE 717 | HEB717_MDESA717 | MIDLAND | GAS | WEST | 2020-08-19 | 1.2
HEB STORE 711 | HEB711_ODNTH711 | ECTOR | GAS | WEST | 2020-08-21 | 0.8
WAL STORE 752 | WAL752_CARD752 | HARRIS | GAS | HOUSTON | 2020-09-01 | 1.2
WAL STORE 849 | WAL849_SPRG849 | HARRIS | GAS | HOUSTON | 2020-09-01 | 1.2
WAL STORE 3631 | WAL3631_SYCA3631 | TARRANT | GAS | NORTH | 2020-09-11 | 1.2
WAL STORE 3773 | WAL3773_WEST3773 | TARRANT | GAS | NORTH | 2020-09-11 | 1.2
WAL STORE 1232 | WAL1232_BELT1232 | BELL | GAS | NORTH | 2020-09-29 | 1.2
HEB STORE 713 | HEB713_CLELK713 | HARRIS | GAS | HOUSTON | 2020-10-01 | 0.8
HEB STORE 732 | CHEB732_DG_SK_1 | BEXAR | GAS | SOUTH | 2020-10-01 | 1.2
LAKESIDE COUNTRY CLUB | LKSDECC_HAYESLCC | HARRIS | GAS | HOUSTON | 2020-10-07 | 1.2
HEB STORE 771 | CHEB771_DG_V3_1 | BEXAR | GAS | SOUTH | 2020-10-07 | 1.2
WAL STORE 947 | WAL947_SHER947 | GRAYSON | GAS | NORTH | 2020-10-15 | 1.2
WAL STORE 5316 | WAL5316_WAGL5316 | TARRANT | GAS | NORTH | 2020-10-15 | 1.2
WAL STORE 940 | WAL940_CALM940 | TARRANT | GAS | NORTH | 2020-10-15 | 1.2
WAL STORE 972 | WAL972_ROSE972 | TARRANT | GAS | NORTH | 2020-10-15 | 1.2
WAL STORE 6929 | WAL6929_TEMP6929 | BELL | GAS | NORTH | 2020-10-22 | 1.2
WAL STORE 4509 | WAL4509_BENB4509 | TARRANT | GAS | NORTH | 2020-11-23 | 1.2
WAL STORE 5311 | WAL5311_ROCK5311 | COLLIN | DIESEL | NORTH | 2020-12-31 | 1.25
WAL STORE 601 | WAL601_BLUF601 | TOM GREEN | GAS | WEST | 2021-01-28 | 1.3
WAL STORE 1249 | WAL1249_LAKE1249 | TOM GREEN | GAS | WEST | 2021-01-29 | 1.3
HEB STORE 696 | HEB696_HUTTO696 | WILLIAMSON | GAS | SOUTH | 2021-02-01 | 1.2
WAL STORE 897 | WAL897_AIR897 | PECOS | GAS | WEST | 2021-04-01 | 1.3
HEB STORE 441 | HEB441_UVALD441 | HIDALGO | GAS | SOUTH | 2021-04-08 | 0.8
FT BEND LID 2 A | FTBL2A_IMPERIAL | HARRIS | GAS | HOUSTON | 2021-04-13 | 5.6
FT BEND LID 2 B | FTBL2B_IMPERIAL | HARRIS | GAS | HOUSTON | 2021-04-13 | 5.6
WAL STORE 463 | WAL463_BEEV463 | BEE | GAS | SOUTH | 2021-04-14 | 1.3
WAL STORE 440 | WAL440_FULT440 | ARANSAS | GAS | COASTAL | 2021-04-16 | 1.3
WAL STORE 5460 | WAL5460_GREG5460 | SAN PATRICIO | GAS | COASTAL | 2021-04-21 | 1.3
WAL STORE 4194 | WAL4194_VICT4194 | VICTORIA | GAS | SOUTH | 2021-04-21 | 1.3
WAL STORE 1272 | WAL1272_DEEP1272 | SCURRY | GAS | WEST | 2021-04-28 | 1.2
WAL STORE 5764 | WAL5764_JOHN5764 | TARRANT | GAS | NORTH | 2021-04-30 | 1.2
HEB DISTRIBUTION CENTER 1 | HEBDC1_ADDICDCA | HARRIS | GAS | HOUSTON | 2021-05-06 | 8
WAL STORE 414 | WAL414_SIKE414 | WICHITA | GAS | WEST | 2021-05-06 | 1.2
HEB STORE 418 | HEB418_DELRI418 | VAL VERDE | GAS | WEST | 2021-05-14 | 0.8
HEB STORE 419 | HEB419_EPASS419 | MAVERICK | GAS | SOUTH | 2021-05-19 | 0.8
WAL STORE 3284 | WAL3284_KENN3284 | TARRANT | GAS | NORTH | 2021-05-25 | 1.2
WAL STORE 3225 | WAL3225_ROWL3225 | DALLAS | GAS | NORTH | 2021-06-01 | 1.2
WAL STORE 490 | WAL490_NAVA490 | NUECES | GAS | COASTAL | 2021-06-14 | 1.3
HEB SA DC | HEBDC2_ADDICDCB | HARRIS | GAS | HOUSTON | 2021-07-07 | 4.8
WAL STORE 1494 | WAL1494_SOUT1494 | NUECES | GAS | COASTAL | 2021-07-12 | 1.3
WAL STORE 461 | WAL461_ESCO461 | MAVERICK | GAS | SOUTH | 2021-07-29 | 1.2
WAL STORE 3886 | WAL3886_MCCO3886 | HIDALGO | GAS | SOUTH | 2021-09-03 | 1.2
WAL STORE 5165 | WAL5165_NORT5165 | HIDALGO | GAS | SOUTH | 2021-09-17 | 1.2
WAL STORE 3320 | WAL3320_PALM3320 | HIDALGO | GAS | SOUTH | 2021-09-17 | 1.2
HEB STORE 769 | HEB769_ELDOR769 | GALVESTON | GAS | HOUSTON | 2021-12-16 | 1.2
WAL STORE 772 | WAL772_BARK772 | HARRIS | GAS | HOUSTON | 2022-05-04 | 1.2
WAL STORE 2257 | WAL2257_FAIR2257 | HARRIS | GAS | HOUSTON | 2022-05-11 | 1.2
WAL STORE 3425 | WAL3425_SOUT3425 | HARRIS | GAS | HOUSTON | 2022-05-11 | 1.2
WAL STORE 3500 | WAL3500_UVAL3500 | HARRIS | GAS | HOUSTON | 2022-05-11 | 1.2
WAL STORE 4526 | WAL4526_AIRL4526 | HARRIS | GAS | HOUSTON | 2022-05-18 | 1.2
WAL STORE 4298 | WAL4298_LOCK4298 | HARRIS | GAS | HOUSTON | 2022-05-18 | 1.2
WAL STORE 5612 | WAL5612_UNIV5612 | HARRIS | GAS | HOUSTON | 2022-05-18 | 1.2
WAL STORE 3584 | WAL3584_BELL3584 | HARRIS | GAS | HOUSTON | 2022-05-25 | 1.2
WAL STORE 284 | WAL284_MANS284 | TARRANT | GAS | NORTH | 2022-05-25 | 1.2
CITY OF VICTORIA - SURFACE WATER TREATMENT PLANT | SWTP_1_SWTP_1 | VICTORIA | DIESEL | SOUTH | 2022-05-25 | 1.25
WAL STORE 3285 | WAL3285_CEDA3285 | DALLAS | GAS | NORTH | 2022-06-02 | 1.2
WAL STORE 5480 | WAL5480_HUTT5480 | WILLIAMSON | GAS | SOUTH | 2022-06-02 | 1.2
WAL STORE 2993 | WAL2993_IMPE2993 | FORT BEND | GAS | HOUSTON | 2022-06-02 | 1.2
WAL STORE 3432 | WAL3432_PARK3432 | DALLAS | GAS | NORTH | 2022-06-02 | 1.2
WAL STORE 3224 | WAL3224_MESQ3224 | DALLAS | GAS | NORTH | 2022-07-13 | 1.2
WAL STORE 1062 | WAL1062_PILG1062 | HARRIS | GAS | HOUSTON | 2022-07-13 | 1.2
WAL STORE 536 | WAL536_ABIL536 | TAYLOR | GAS | WEST | 2022-09-01 | 1.2
WAL STORE 344 | WAL344_ELCA344 | WHARTON | GAS | SOUTH | 2022-09-01 | 0.8
WAL STORE 3518 | WAL3518_GATE3518 | WEBB | GAS | SOUTH | 2022-09-01 | 1.2
WAL STORE 5713 | WAL5713_UNIV5713 | WEBB | GAS | SOUTH | 2022-09-01 | 1.2
WAL STORE 447 | WAL447_DELR447 | VAL VERDE | GAS | WEST | 2022-09-14 | 1.2
WAL STORE 2883 | WAL2883_MCDE2883 | COLLIN | GAS | NORTH | 2022-09-14 | 1.6
WAL STORE 452 | WAL452_NORT452 | HIDALGO | GAS | SOUTH | 2022-09-14 | 1.2
WAL STORE 5312 | WAL5312_SPRI5312 | TARRANT | GAS | NORTH | 2022-09-14 | 1.2
WAL STORE 2980 | WAL2980_KELL2980 | TARRANT | GAS | NORTH | 2022-09-21 | 1.2
WAL STORE 266 | WAL266_KIMB266 | TARRANT | GAS | NORTH | 2022-09-21 | 1.2
WAL STORE 896 | WAL896_MAYF896 | TARRANT | GAS | NORTH | 2022-09-21 | 1.2
WAL STORE 456 | WAL456_OLMI456 | CAMERON | GAS | COASTAL | 2022-09-21 | 1.2
WAL STORE 407 | WAL407_KILL407 | BELL | GAS | NORTH | 2022-09-28 | 1.2
WAL STORE 2765 | WAL2765_LOSF2765 | CAMERON | GAS | COASTAL | 2022-09-28 | 0.8
WAL STORE 565 | WAL565_CORS565 | NAVARRO | GAS | NORTH | 2022-09-28 | 1.2
WAL STORE 3406 | WAL3406_KNOL3406 | DALLAS | GAS | NORTH | 2022-09-28 | 1.2
WAL STORE 5080 | WAL5080_SMIT5080 | TARRANT | GAS | NORTH | 2022-09-28 | 1.2
WAL STORE 561 | WAL561_EAST561 | EASTLAND | GAS | NORTH | 2022-10-05 | 1.3

## Decommissioned Gen. Resources
Decommissioned Generation Resources
The following is a list of Decommissioned Generation Resources dating back to 2004. A Decommissioned Generation Resource is a Generation Resource for which a Resource Entity has submitted a Notification of Suspension of Operations (NSO) or a Notification of Change of Generation Resource Designation (NCGRD), for which ERCOT has declined to execute a Reliability Must-Run (RMR) Agreement, and which has been decommissioned and permanently retired. The information in the table below was provided in the NSO and/or NCGRD forms for each decommissioned resource. When a unit’s NSO/NCGRD form did not list a capacity, the capacity was taken from past CDR reports. Except for rare exceptions, the list does not include any planned unit retirements listed in the Capacities tabs or other sections of the report. Unit codes that are listed as retired in this tab but also appear in the operational sections of the CDR represent units that were repowered; for example, retired gas turbines may be repowered into new combined cycle plants. Treatment of Private Use Network (PUN) generators: PUN generators are included, but were not individually listed in past CDR reports when operational. PUN generators with zero MW capacity listed indicate that the unit was not available during the summer. Treatment of Settlement Only Generators (SOGs): The list does not include decommissioned or retired SOGs because there is currently no NSO/NCGRD process for this generator type.
Unit Name | Unit Code | Fuel | Summer Capacity (MW) | Retirement Effective Date
TIDAL ROAD COGEN | TJG401 | GAS-CC | 100 | 2004-02-01
HOLLY STREET 1 | HOLLY_HPG1 | GAS-ST | 102.5 | 2004-12-31
HOLLY STREET 2 | HOLLY_HPG2 | GAS-ST | 102.5 | 2004-12-31
C.E. NEWMAN 1 | NEWMAN_NEWMA_1 | GAS-ST | 8 | 2005-05-01
C.E. NEWMAN 2 | NEWMAN_NEWMA_2 | GAS-ST | 8 | 2005-05-01
C.E. NEWMAN 3 | NEWMAN_NEWMA_3 | GAS-ST | 18 | 2005-05-01
C.E. NEWMAN 4 | NEWMAN_NEWMA_4 | GAS-ST | 17 | 2005-05-01
SPENCER 3 | SPNCER_SPNCE_3 | GAS-ST | 27 | 2005-05-01
CHANEL 2 | CHLGT-2 | GAS-GT | 0 | 2005-07-20
VICTORIA 4 | VICTORIA_VICTORG4 | GAS-ST | 69 | 2005-10-09
VICTORIA 5 | VICTORIA_VICTORG5 | GAS-ST | 172 | 2005-10-09
VICTORIA 6 | VICTORIA_VICTORG6 | GAS-ST | 250 | 2005-10-09
CHANEL 1 | CHLGT-1 | GAS-GT | 0 | 2006-01-02
W B TUTTLE 2 | TUTTLE_WBT2G2 | GAS-ST | 100 | 2007-01-25
FT. PHANTOM 1 | FTPP_G1 | GAS-ST | 158 | 2008-02-14
FT. PHANTOM 2 | FTPP_G2 | GAS-ST | 202 | 2008-02-14
HANDLEY 1 | HLSES_UNIT1 | GAS-ST | 42 | 2009-03-01
HANDLEY 2 | HLSES_UNIT2 | GAS-ST | 80 | 2009-03-01
MOUNTAIN CREEK 2 | MCSES_UNIT2 | GAS-ST | 33 | 2009-03-01
MOUNTAIN CREEK 3 | MCSES_UNIT3 | GAS-ST | 70 | 2009-03-01
SAM BERTRON T1 | SRB_SRBGT_1 | GAS-GT | 20 | 2009-04-10
NORTH LAKE 1 | NLSES_UNIT1 | GAS-ST | 163 | 2009-05-05
NORTH LAKE 2 | NLSES_UNIT2 | GAS-ST | 175 | 2009-05-05
NORTH LAKE 3 | NLSES_UNIT3 | GAS-ST | 312 | 2009-05-05
MORGAN CREEK 5 | MGSES_UNIT5 | GAS-ST | 180 | 2009-05-06
MORGAN CREEK 6 | MGSES_UNIT6 | GAS-ST | 518 | 2009-05-06
PERMIAN BASIN 5 | PB5SES_UNIT5 | GAS-ST | 112 | 2009-05-06
SWEETWATER GENERATION PLANT 1 | SWCOG_CT1 | GAS-CC | 29 | 2009-05-06
SWEETWATER GENERATION PLANT 2 | SWCOG_CT2 | GAS-CC | 69 | 2009-05-06
SWEETWATER GENERATION PLANT 3 | SWCOG_CT3 | GAS-CC | 69 | 2009-05-06
SWEETWATER GENERATION PLANT 4 | SWCOG_UNIT1 | GAS-CC | 61 | 2009-05-06
TRADINGHOUSE 1 | THSES_UNIT1 | GAS-ST | 563 | 2009-05-06
P H ROBINSON 1 | PHR_PHR_G1 | GAS-ST | 444 | 2009-09-30
P H ROBINSON 2 | PHR_PHR_G2A | GAS-ST | 459 | 2009-09-30
P H ROBINSON 3 | PHR_PHR_G3 | GAS-ST | 551 | 2009-09-30
P H ROBINSON 4 | PHR_PHR_G4 | GAS-ST | 733 | 2009-09-30
NORTH CARBIDE G4 | NCARBIDE_NCARBIG4 | GAS-GT | 0 | 2010-01-10
COASTAL STATES (W) 1 | COASTAL_COASTAG1 | GAS-GT | 0 | 2010-06-30
COASTAL STATES (W) 2 | COASTAL_COASTAG2 | GAS-GT | 0 | 2010-06-30
COLLIN 1 | CNSES_UNIT1 | GAS-ST | 147 | 2010-12-31
EAGLE MOUNTAIN 1 | EMSES_UNIT1 | GAS-ST | 118 | 2010-12-31
EAGLE MOUNTAIN 2 | EMSES_UNIT2 | GAS-ST | 100 | 2010-12-31
EAGLE MOUNTAIN 3 | EMSES_UNIT3 | GAS-ST | 390 | 2010-12-31
TRADINGHOUSE 2 | THSES_UNIT2 | GAS-ST | 787 | 2010-12-31
DOW G62 | DOWGEN_DOW_G62 | GAS-GT | 0 | 2011-02-01
C E NEWMAN 5 | NEWMAN_NEWMA_5 | GAS-ST | 37.5 | 2011-02-14
W B TUTTLE 1 | TUTTLE_WBT1G1 | GAS-ST | 60 | 2011-03-01
W B TUTTLE 3 | TUTTLE_WBT3G3 | GAS-ST | 100 | 2011-03-01
W B TUTTLE 4 | TUTTLE_WBT4G4 | GAS-ST | 160 | 2011-03-01
RAYBURN 3 | RAYBURN_RAYBURG3 | GAS-ST | 24 | 2012-06-01
LEON CREEK 3 | LEON_CRK_LCP3G3 | GAS-ST | 70 | 2013-04-01
LEON CREEK 4 | LEON_CRK_LCP4G4 | GAS-ST | 95 | 2013-04-01
THOMAS C FERGUSON 1 | FERGUS_FERGUSG1 | GAS-ST | 354 | 2013-09-30
AES DEEPWATER | APD_APD_PS1 | STORAGE | 1 | 2013-12-27
ATKINS CTG 3 | ATKINS_ATKINSG3 | GAS-ST | 12 | 2014-06-01
ATKINS CTG 4 | ATKINS_ATKINSG4 | GAS-ST | 22 | 2014-06-01
ATKINS CTG 5 | ATKINS_ATKINSG5 | GAS-ST | 25 | 2014-06-01
ATKINS CTG 6 | ATKINS_ATKINSG6 | GAS-ST | 50 | 2014-06-01
APPLIED ENERGY | APD_APD_G1 | COAL | 138 | 2014-07-23
DELAWARE MOUNTAIN WIND FARM | KUNITZ_WIND_NWP | WIND-O | 28.5 | 2014-08-07
KUNITZ WIND | KUNITZ_WIND_LGE | WIND-O | 39.8 | 2014-08-07
NORTH TEXAS CTG 1 | NTX_NTX_1 | GAS-ST | 18 | 2015-06-03
NORTH TEXAS CTG 2 | NTX_NTX_2 | GAS-ST | 18 | 2015-06-03
NORTH TEXAS CTG 3 | NTX_NTX_3 | GAS-ST | 39.5 | 2015-06-03
PERMIAN BASIN SES U6 | PBSES_UNIT6 | GAS-ST | 515 | 2015-06-03
VALLEY SES U1 | VLSES_UNIT1 | GAS-ST | 174 | 2015-06-03
VALLEY SES U2 | VLSES_UNIT2 | GAS-ST | 520 | 2015-06-03
VALLEY SES U3 | VLSES_UNIT3 | GAS-ST | 375 | 2015-06-03
SILAS RAY CTG 5 | SILASRAY_SILAS_5 | GAS-ST | 10 | 2016-04-06
FRONTERA GENERATION CTG 1 | FRONTERA_FRONTEG1 | GAS-CC | 170 | 2016-09-30
FRONTERA GENERATION CTG 2 | FRONTERA_FRONTEG2 | GAS-CC | 170 | 2016-09-30
FRONTERA GENERATION STG | FRONTERA_FRONTEG3 | GAS-CC | 184 | 2016-09-30
CAPITAL COGEN GT 102 | CTL_GT_102 | GAS-CC | 75.35 | 2017-02-01
CAPITAL COGEN GT 103 | CTL_GT_103 | GAS-CC | 75.35 | 2017-02-01
CAPITAL COGEN GT 104 | CTL_GT_104 | GAS-CC | 75.35 | 2017-02-01
CAPITAL COGEN ST 101 | CTL_ST_101 | GAS-CC | 43.85 | 2017-02-01
CAPITAL COGEN ST 102 | CTL_ST_102 | GAS-CC | 10.1 | 2017-02-01
LUFKIN BIOMASS | LFBIO_UNIT1 | BIOMASS | 45 | 2017-02-06
PEARSALL STG U1 | PEARSALL_PEARS_1 | GAS-ST | 19 | 2017-08-01
PEARSALL STG U2 | PEARSALL_PEARS_2 | GAS-ST | 22 | 2017-08-01
PEARSALL STG U3 | PEARSALL_PEARS_3 | GAS-ST | 20 | 2017-08-01
UNION CARBIDE COGEN | UCC_COGN_UCC_C_1 | GAS-GT | 0 | 2017-09-29
GREENS BAYOU STG U5 | GBY_GBY_5 | GAS-ST | 371 | 2017-12-31
S R BERTRON CTG 2 | SRB_SRBGT_2 | GAS-GT | 13 | 2017-12-31
S R BERTRON U3 | SRB_SRB_G3 | GAS-ST | 211 | 2017-12-31
S R BERTRON U4 | SRB_SRB_G4 | GAS-ST | 211 | 2017-12-31
MONTICELLO U1 | MNSES_UNIT1 | COAL | 535 | 2018-01-04
MONTICELLO U2 | MNSES_UNIT2 | COAL | 535 | 2018-01-04
MONTICELLO U3 | MNSES_UNIT3 | COAL | 795 | 2018-01-04
SANDOW U4 | SDSES_UNIT4 | COAL | 600 | 2018-01-11
SANDOW U5 | SD5SES_UNIT5 | COAL | 600 | 2018-01-11
BIG BROWN U1 | BBSES_UNIT1 | COAL | 606 | 2018-02-12
BIG BROWN U2 | BBSES_UNIT2 | COAL | 602 | 2018-02-12
S R BERTRON U1 | SRB_SRB_G1 | GAS-ST | 112 | 2019-01-23
S R BERTRON U2 | SRB_SRB_G2 | GAS-ST | 168 | 2019-01-23
GIBBONS CREEK U1 | GIBCRK_GIB_CRG1 | COAL | 470 | 2019-10-23
WEST TEXAS WIND | SW_MESA_SW_MESA | WIND-O | 80.25 | 2019-11-15
OKLAUNION U1 | OKLA_OKLA_G1 | COAL | 650 | 2020-10-01
DECKER CREEK STG 1 | DECKER_DPG1 | GAS-ST | 315 | 2020-10-31
SHERBINO 1 WIND | KEO_KEO_SM1 | WIND-O | 150 | 2021-02-01
SAM RAYBURN POWER CTG 1 | RAYBURN_RAYBURG1 | GAS-GT | 11 | 2021-02-28
SAM RAYBURN POWER CTG 2 | RAYBURN_RAYBURG2 | GAS-GT | 11 | 2021-02-28
SNYDER WIND | ENAS_ENA1 | WIND-O | 63 | 2021-06-01
DECKER CREEK STG 2 | DECKER_DPG2 | GAS-ST | 420 | 2022-03-31